## Catalog
© 2007 Unipower Corporation | [6 empty] | 0609 | COL 1
MODEL |  | OEM P/N | PART # | VOLTS | AMPS | CHEMISTRY | NOTES | PRICE
ABBOTT MEDICAL ELECTRONICS
Aclaim Encore Infusion Pump |  |  | B10796 | 8.0V | 2.8Ah | Lead Acid |  | 49.04
Aclaim Encore Infusion Pump - Sonnenschein |  |  | B10796-1 | 8.0V | 2.7Ah | Lead Acid |  | 65
Aim Plus Infusion Pump |  |  | B11083 | 4.8V | 4.0Ah | NiMH | Rebuild | 84.58
Aim Plus Infusion Pump-Memory |  | 660-76000-001 | B11079 | 3.0V | 0.16Ah | Li/MnO2 |  | 6.71
DH 1, 2, 3 Defibrillator |  |  | B00919 | 12.0V | 2.2Ah | Lead Acid |  | 22.15
DH 5 Monitor/Defibrillator |  |  | B10148 | 24.0V | 1.6Ah | NiCad |  | 136.67
Gem Star |  |  | B11411 | 2.4V | 4.0Ah | NiMH | Rebuild | 39.16
Life Care Breeze 75 |  |  | B00903-2 | 6.0V | 3.8Ah | Lead Acid |  | 31.24
Life Care Infusion Pump IID, IIID, IVD |  |  | B10015 | 6.0V | 2.5Ah | Lead Acid | 2/Unit | 49.78
Life Care Pump 3, 20 |  |  | B10015 | 6.0V | 2.5Ah | Lead Acid |  | 49.78
Life Care Pump 4, 4P, 5 Hawker Pack |  |  | B10016 | 8.0V | 2.5Ah | Lead Acid |  | 61.83
Life Care Pump 4, 4P, 5 Block Battery |  |  | B10796 | 8.0V | 2.8Ah | Lead Acid |  | 49.04
Life Care Pump 4, 4P, 5 Block Battery - Sonnenschein |  |  | B10796-1 | 8.0V | 2.7Ah | Lead Acid |  | 65
Life Care 900 Volumetric Pump |  |  | B00885 | 12.0V | 3.4Ah | Lead Acid |  | 51.5
Life Care 1000, 1050 Controller |  |  | B10015 | 6.0V | 2.5Ah | Lead Acid |  | 49.78
Life Care 5000, 5500, 6000 Hawker Pack |  |  | B10016 | 8.0V | 2.5Ah | Lead Acid |  | 61.83
Life Care 5000, 5500, 6000 Block Battery |  |  | B10796 | 8.0V | 2.8Ah | Lead Acid |  | 49.04
Life Care 5000, 5500, 6000 Block Battery - Sonnenschein |  |  | B10796-1 | 8.0V | 2.7Ah | Lead Acid |  | 65
Micro Pump |  |  | B10796 | 8.0V | 2.8Ah | Lead Acid |  | 49.04
Micro Pump - Sonnenschein |  |  | B10796-1 | 8.0V | 2.7Ah | Lead Acid |  | 65
Omni Flo 4000, 4000+ |  | 642-76006-001 | B11214 | 12.0V | 2.6Ah | Lead Acid |  | 22.11
Oximetrix 3 Blood Gas Analyzer |  |  | B11525 | 3.6V | 0.85Ah | Li/SOCl2 |  | 7.2
PCA 3 Infusion Pump |  |  | B11052 | 8.0V | 2.8Ah | Lead Acid |  | 50.8
PCA 3 Infusion Pump - Sonnenschein |  | 830-03650-905 | B11052-1 | 8.0V | 2.7Ah | Lead Acid |  | 65
PCA Syringe Pump |  |  | B10015 | 6.0V | 2.5Ah | Lead Acid |  | 49.78
PCA Micro Infusor 4100 |  |  | B10015 | 6.0V | 2.5Ah | Lead Acid |  | 49.78
PCA Plus Life Care 4100 |  |  | B10796 | 8.0V | 2.8Ah | Lead Acid |  | 49.04
PCA Plus Life Care 4100 - Sonnenschein |  | 830-03650-004 | B10796-1 | 8.0V | 2.7Ah | Lead Acid |  | 65
Plum A+ Infusion Pump |  | 840-95066-002 |  |  |  |  | OEM Only
Plum Block Battery |  |  | B10796 | 8.0V | 2.8Ah | Lead Acid |  | 49.04
Plum Block Battery - Sonnenschein |  |  | B10796-1 | 8.0V | 2.7Ah | Lead Acid |  | 65
Plum Hawker Pack |  |  | B10016 | 8.0V | 2.5Ah | Lead Acid |  | 61.83
Plum XL |  |  | B11052 | 8.0V | 2.8Ah | Lead Acid |  | 50.8
Plum XL - Sonnenschein |  | 830-03650-905 | B11052-1 | 8.0V | 2.7Ah | Lead Acid |  | 65
Plum XL-3 Micro/Macro |  | 830-94321-901 | B11155 | 8.0V | 3.8Ah | Lead Acid |  | 138.29
3300 Cardiac Output Unit Hawker Pack |  |  | B10016 | 8.0V | 2.5Ah | Lead Acid |  | 61.83
3300 Cardiac Output Unit Block Battery |  |  | B10796 | 8.0V | 2.8Ah | Lead Acid |  | 49.04
3300 Cardiac Output Unit Block Battery - Sonnenschein |  |  | B10796-1 | 8.0V | 2.7Ah | Lead Acid |  | 65
41234 Cardiac Output Computer |  |  | B00937 | 6.0V | 1.0Ah | Lead Acid |  | 21.82
ABIOMED INC
AB5000 Console |  |  | B00321-1 | 12.0V | 12.0Ah | Lead Acid | 2/Unit | 95
BVS 5000i Console |  |  | B01094 | 12.0V | 13.0Ah | Lead Acid | 2/Unit | 219.18
BVS 5000t Transport Console |  |  | B11403 | 12.0V | 26.0Ah | Lead Acid |  | 385.87
ACME MEDICAL SCALES
1500, 2500, 4500, 5000, 7000, 7300 Bed Scale |  |  | B00918 | 12.0V | 1.3Ah | Lead Acid | 2/Unit | 15.58
5001 Scale |  |  | B01609 | 1.2V | 0.7Ah | NiCad | 6/Unit | 3.25
ACOMA MEDICAL IMAGING
MBA 130 Portable X-Ray |  |  | B00815 | 12.0V | 28.0Ah | Lead Acid | 9/Unit | 195
MBA 200 Portable X-Ray |  |  | B00926 | 12.0V | 12.0Ah | Lead Acid | 20/Unit | 58.57
ACUSON CORP
128, 128X Diagnostic Ultrasound |  |  | B00566 | 3.9V | 1.0Ah | Li/MnO2 |  | 53.64
ADVANCED MEDICAL SYSTEMS
IM 76 Monitor-Memory |  |  | B10887 | 3.6V | 0.28Ah | NiCad |  | 17.87
ADVANCED TECHNOLOGY LABS INC
Ultrasound |  |  | B00937 | 6.0V | 1.0Ah | Lead Acid | 2/Unit | 21.82
UM 8 Ultrasound |  |  | B00918 | 12.0V | 1.3Ah | Lead Acid |  | 15.58
800+ Ultrasound-Memory |  |  | B11215 | 3.6V | 0.15Ah | NiMH |  | 21.4
ADVANCED TEST PRODUCTS
TIF8800, TIF8800A Gas Detector |  | TIF8806A | B11380 | 2.4V | 0.7Ah | NiCad | 2/Unit | 18.93
AEQUITRON MEDICAL INC
LP3, LP4 Volumetric Ventilator |  |  | B10128 | 12.0V | 2.5Ah | Lead Acid |  | 95.83
LP5, LP6, LP6+, LP10 Vol Ventilator Hawker Pack |  |  | B01024 | 12.0V | 2.5Ah | Lead Acid |  | 89.35
LP5, LP6, LP6+, LP10 Vol Ventilator Block Battery |  | 003309-000 | B10964 | 12.0V | 2.9Ah | Lead Acid |  | 50.93
MCR911D Muscle Stimulator |  |  | B00924 | 12.0V | 7.2Ah | Lead Acid | 2/Unit | 34.91
AEQUITRON MEDICAL INC (Cont)
8100, 9100 Infant Monitor |  |  | B10559 | 9.6V | 2.5Ah | NiCad |  | 76.99
8200 Infant Monitor |  |  | B10209 | 9.6V | 2.5Ah | NiCad |  | 74.36
8850 Port-A-Vac |  |  | B00330 | 12.0V | 3.2Ah | Lead Acid |  | 55.28
9200, 9215 Infant Monitor |  |  | B10209 | 9.6V | 2.5Ah | NiCad |  | 74.36
9216 Infant Monitor |  |  | B10748 | 9.6V | 2.5Ah | NiCad |  | 69.27
9500, 9550 Infant Monitor |  |  | B11154 | 9.6V | 2.5Ah | NiCad |  | 76.82
AEROGEN INC
Aeroneb Pro Nebulizer |  |  | B11408 | 4.8V | 0.45Ah | NiMH |  | 37.42
AEROS INSTRUMENTS INC
Care-E-Vac II Portable Suction Unit |  | AI5100250 | B00885 | 12.0V | 3.4Ah | Lead Acid |  | 51.5
Care-E-Vac III Portable Suction Unit |  | 749144 | B11494 | 12.0V | 5.0Ah | Lead Acid |  | 31.99
Tote-L-Vac Portable Suction Unit |  | 749146 | B00885 | 12.0V | 3.4Ah | Lead Acid |  | 51.5
AESCULAP INC
GA 605 |  |  | B10899 | 4.8V | 1.6Ah | NiCad | Rebuild | 31.82
AIRBORNE LIFE SUPPORT SYSTEMS INC
Infant Life Support System |  |  | B01002 | 2.0V | 5.0Ah | Lead Acid | 2/Unit | 22.98
Infant Transport Incubator 20H |  |  | B01099 | 12.0V | 26.0Ah | Lead Acid |  | 356.79
Infant Transport Incubator 20L |  |  | B01094 | 12.0V | 13.0Ah | Lead Acid |  | 219.18
Neonatal Transport Life Support |  |  | B00929 | 12.0V | 26.0Ah | Lead Acid |  | 121.34
Voyager Transport Incubator |  |  | B01099 | 12.0V | 26.0Ah | Lead Acid |  | 356.79
185A Infant Isolette |  |  | B01099 | 12.0V | 26.0Ah | Lead Acid |  | 356.79
AIRSEP CORP
Lifestyle Portable Oxygen Concentrator |  | BT007-1 | B11445 | 12.0V | 3.0Ah | NiMH | Rebuild | 122.51
AIR SHIELDS-VICKERS
A141 Monitor |  |  | B10349 | 12.0V | 4.4Ah | NiCad |  | 175.38
AM46-1 Monitor |  |  | B10105 | 6.0V | 0.28Ah | NiCad |  | 23.91
AS46-1 Monitor |  |  | B10349 | 12.0V | 4.4Ah | NiCad |  | 175.38
C100, C200 Infant Intensive Care Alarm |  |  | B00116 | 7.2V | 0.15Ah | NiMH |  | 15.94
C100, C200, C300 Double Transport Incubator |  |  | B00929 | 12.0V | 26.0Ah | Lead Acid | 2/Unit | 121.34
C450 Incubator |  |  | B11146 | 8.4V | 0.32Ah | NiMH |  | 29.96
C550 Series |  |  | B11049 | 4.8V | 0.15Ah | NiMH |  | 25.59
Cardiac Monitor |  |  | B00920-1 | 8.0V | 2.8Ah | Lead Acid |  | 33.73
GT-67-1 Ventilator |  |  | B00830-1 | 12.0V | 20.0Ah | Lead Acid |  | 199.75
High Intensity Micro Illuminator |  |  | B11019 | 7.2V | 1.8Ah | NiCad |  | 48.84
HRRM 71-1, 71-2 Heart Rate and Respiratory Monitor |  |  | B00804 | 6.0V | 3.4Ah | Lead Acid | 2/Unit | 45.51
JM102 Jaundice Meter |  |  | B11158 | 4.8V | 0.86Ah | NiMH |  | 36
JM103 Jaundice Meter |  | 2HR-4UC | B11401 | 2.4V | 0.65Ah | NiMH |  | 25.16
N-10, N15 Warm Weight Infant Scale |  |  | B00919 | 12.0V | 2.2Ah | Lead Acid |  | 22.15
Oxycare Oxygen Monitor |  |  | B00802 | 6.0V | 1.3Ah | Lead Acid | 2/Unit | 23.06
PM78-1 Freestanding Infant Warmer |  |  | B00116 | 7.2V | 0.15Ah | NiMH |  | 15.94
Telecare II Life Saver Monitor/Defibrillator |  |  | B10148 | 24.0V | 1.6Ah | NiCad |  | 136.67
Telecare IV Monitor/Defibrillator |  |  | B00282 | 1.2V | 7.0Ah | NiCad | 12/Unit | 28.93
Temperature Monitor 2000 |  |  | OBSOLETE
TI-13 Energy Pack |  |  | B00914 | 6.0V | 12.0Ah | Lead Acid |  | 29.2
TI-58, TI67, TI100, TI101, TI-158, TI167 Transport |  |  | B00929 | 12.0V | 26.0Ah | Lead Acid | 2/Unit | 121.34
TI-100 Alarm |  |  | B00116 | 7.2V | 0.15Ah | NiMH |  | 15.94
TI-500 Globetrotter Transport Incubator |  |  | B00607 | 12.0V | 26.0Ah | Lead Acid | 2/Unit | 143.78
TI-1303 Transport Incubator |  |  | B00914 | 6.0V | 12.0Ah | Lead Acid |  | 29.2
Transilluminator LT 90700 |  | N7218I7 | B11019 | 7.2V | 1.8Ah | NiCad |  | 48.84
I, II, III Portafib Monitor/Defibrillator |  |  | B10148 | 24.0V | 1.6Ah | NiCad |  | 136.67
77, 90 Transport Ventilator |  |  | B10738 | 12.0V | 0.7Ah | NiCad |  | 51.35
77 Transport Incubator |  |  | B02146 | 12.0V | 40.0Ah | Lead Acid |  | 416.91
86 Incubator Alarm |  |  | B10124 | 2.4V | 1.6Ah | NiCad |  | 14.15
101 Jaundice Meter |  |  | B10286 | 4.8V | 0.30Ah | NiCad |  | 26.68
141 Blood Pressure Module |  |  | B10560 | 4.8V | 0.11Ah | NiCad |  | 24.25
200 Transport Ventilator |  |  | B00918 | 12.0V | 1.3Ah | Lead Acid |  | 15.58
441 Monitor |  |  | B10349 | 12.0V | 4.4Ah | NiCad |  | 175.38
1400 Fetal Monitor |  |  | B10820 | 9.6V | 0.27Ah | NiCad |  | 54.51
2000 Temperature Monitor |  |  | B00901-2 | 4.0V | 1.0Ah | Lead Acid |  | 23.16
4000 Cardio-Tac Monitor |  |  | B00901-2 | 4.0V | 1.0Ah | Lead Acid |  | 23.16
7800 Monitor/Defibrillator |  |  | B10971 | 24.0V | 1.6Ah | NiCad |  | 141.48
ALARIS MEDICAL SYSTEMS INC
Medley Medication Safety System |  | 145997-101 | B11322 | 12.0V | 4.0Ah | NiMH |  | 125
4410, 4415 Vital Signs Monitor |  |  | B00904 | 6.0V | 4.5Ah | Lead Acid |  | 13.09
7000, 7100, 7200 Infusion Pump |  |  | B11044 | 12.0V | 1.8Ah | NiCad |  | 67.13
ALCOHOL COUNTERMEASURE SYSTEMS
PBA 3000 |  |  | B11143 | 9.6V | 0.7Ah | NiCad |  | 34.92
ALCON LABORATORIES INC
Hand Held Keratometer |  | 190-067 | B10981 | 4.8V | 0.7Ah | NiCad |  | 25.39
Renaissance Series Autokeratometer |  | 190-009 | B10935 | 6.0V | 0.27Ah | NiCad |  | 28.78
ALLIED HEALTHCARE PRODUCTS INC
DMS 350-Memory |  |  | B10913 | 3.6V | 0.11Ah | NiCad |  | 16.87
G180 Suction Unit |  |  | B00922-2 | 12.0v | 5.0Ah | Lead Acid |  | 26.68
Omni-Vent Series D/TAU Ventilator |  |  | B00565 | 9.0V | Lith | Li/MnO2 |  | 14.58
S178 Suction Unit |  |  | B00922-2 | 12.0V | 5.0Ah | Lead Acid |  | 26.68
135 Portable Suction Unit |  |  | B00926 | 12.0V | 12.0Ah | Lead Acid |  | 58.57
138 Schuco-Vac Portable DC Aspirator |  |  | B00924 | 12.0V | 7.2Ah | Lead Acid | 2/Unit | 34.91
160A Suction Unit |  |  | B00821 | 6.0V | 12.0Ah | Lead Acid | 2/Unit | 36
A-MED SYSTEMS INC
MCC-01 |  | 100512 | B11342 | 21.6V | 1.2Ah | NiCad |  | 128.76
AMBU INC
PPS Suction Unit |  |  | B11306 | 12.0V | 2.8Ah | Lead Acid |  | 53.59
AMERICAN EDWARDS LABS
Accu Pro Infusion Pump |  |  | B10138 | 6.0V | 7.0Ah | NiCad |  | 161.15
Advanced Med Holter Recorder 2400, 2600 |  |  | B10022 | 7.2V | 0.6Ah | NiCad |  | 31.72
Cardiac Output Computer Monitor |  |  | B00937 | 6.0V | 1.0Ah | Lead Acid | 3/Unit | 21.82
Cardiac Output 9520, 9528 |  |  | B00937 | 6.0V | 1.0Ah | Lead Acid |  | 21.82
Cardiac Output Computer 9811 |  |  | B10333 | 12.0V | 2.8Ah | Lead Acid |  | 31.83
COM 1 Cardiac Output Computer |  |  | B00914 | 6.0V | 12.0Ah | Lead Acid |  | 29.2
Home Pro II, IV Infusion Pump |  |  | B10138 | 6.0V | 7.0Ah | NiCad |  | 161.15
Infusion Pump VIP N7922, N7927 |  |  | B00914 | 6.0V | 12.0Ah | Lead Acid |  | 29.2
9510, 9510A Cardiac Output Comp |  |  | B00924 | 12.0V | 7.2Ah | Lead Acid |  | 34.91
9811 Strip Chart Recorder |  |  | B10333 | 12.0V | 2.8Ah | Lead Acid |  | 31.83
AMERICAN SCIENTIFIC PRODUCTS
Cry O Fridge C390ABA |  |  | B00918 | 12.0V | 1.3Ah | Lead Acid |  | 15.58
ANATROS CORP
Rateminder Volumetric Controller |  |  | B00800-3 | 1.5V | Alk-C | Alkaline | 4/Unit | 1.78
ANTEK MEDICAL
Telemetry |  |  | B10105 | 6.0V | 0.28Ah | NiCad |  | 23.91
APEX DYNAMICS INC
Model 650 Lift |  |  | B00922-2 | 12.0V | 5.0Ah | Lead Acid |  | 26.68
ARJO-CENTURY INC
Alpine 600 |  |  | B00924 | 12.0V | 7.2Ah | Lead Acid | 2/Unit | 34.91
Carendo Shower Chair |  | NEA0100-083 | B11506 | 24.0V | 2.5Ah | Lead Acid | Rebuild | 236.85
Century Booster J900 |  |  | B00928-1 | 12.0V | 18.0Ah | Lead Acid |  | 80.72
Century Patient Lift |  | 102193 | B00924 | 12.0V | 7.2Ah | Lead Acid | SOWHC | 34.91
Encore Opera Patient Lift |  |  | B01051 | 6.0V | 5.0Ah | Lead Acid | 4/Unit | 50.49
Linak 2001/05 |  |  | B00919-2 | 12.0V | 2.9Ah | Lead Acid | 2/Unit | 31.76
Maxi-Lift-Insert |  |  | B00510 | 12.0V | 4.0Ah | Lead Acid | 2/Unit | 59.64
Maxi-Sky 600 Ceiling Lift |  |  | B00922-2 | 12.0V | 5.0Ah | Lead Acid | 2/Unit | 26.68
Maxi-Sky 1000 Ceiling Lift |  |  | B00924 | 12.0V | 7.2Ah | Lead Acid | 2/Unit | 34.91
Miranti Patient Lift |  | NDA0100-03 | B11499 | 24.0V | 4.0Ah | Lead Acid | Rebuild | 118.93
Miranti Patient Lift |  | NDA0100-03 | B00510 | 12.0V | 4.0Ah | Lead Acid | Insert 2/Unit | 59.64
SARA Lift 2000 |  | KKA1100-04 | B00510 | 12.V | 4.0Ah | Lead Acid | 2/Insert | 59.64
SARA Plus Standing Aid |  | KPA0100 | B00904-2 | 6.0V | 5.0Ah | Lead Acid | 4/Insert | 19.43
29182 Chair Lift |  |  | B00924 | 12.0V | 7.2Ah | Lead Acid |  | 34.91
ARMSTRONG MEDICAL IND
AA750, AA820 Patient Stimulator |  |  | B00919 | 12.0V | 2.2Ah | Lead Acid |  | 22.15
AD700 Capnocheck |  |  | B11045 | 9.6V | 0.95Ah | NiCad |  | 66.79
AD900, AD2000 Pulse Oximeter |  |  | B00802 | 6.0V | 1.3Ah | Lead Acid |  | 23.06
AD3000 Pulse Oximeter |  |  | B11045 | 9.6V | 0.95Ah | NiCad |  | 66.79
ARROW INTERNATIONAL INC
ACAT 1+ IAB Console |  |  | B00830-1 | 12.0V | 20.0Ah | Lead Acid |  | 199.75
Autocat 2 Wave IABP Console |  |  | B00830-1 | 12.0V | 20.0Ah | Lead Acid |  | 199.75
400-470 |  |  | B00919 | 12.0V | 2.2Ah | Lead Acid |  | 22.15
7300, 7350 Cardiac Output Monitor |  |  | B00924 | 12.0V | 7.2Ah | Lead Acid |  | 34.91
ARTROMICK INTERNATIONAL
E Series Medication Cart |  |  | B00932 | 12.0V | 2.3Ah | Lead Acid |  | 37.46
Slimline Crash Cart |  |  | B00932 | 12.0V | 2.3Ah | Lead Acid |  | 37.46
ARVEE MEDICAL INC
System II, III Monitoring System |  |  | B10695 | 12.0V | 2.3Ah | NiCad | Rebuild | 97.62
System II-Model #15239 |  |  | B10810 | 12.0V | 2.5Ah | NiCad | Rebuild | 90.57
System III |  | 15763 | B10724 | 12.0V | 0.6/0.11Ah | NiCad |  | 91.46
ASPECT MEDICAL SYSTEMS
BIS EEG Monitor |  | 195-0019 | B11230 | 7.2V | 2.0Ah | NiMH |  | 78.29
BIS VISTA Monitoring System |  | 185-0152 | B11490 | 7.2V | 2.15Ah | Li/Ion | Rebuild | 57.79
Vista View BIS Monitor |  | 186-0208 | B11476 | 7.2V | 2.15Ah | Li/Ion | Rebuild | 68.82
ASTRO MED INC
Astro Med Recorder Dash I, II, Mark II |  |  | B00924 | 12.0V | 7.2Ah | Lead Acid | 2/Unit | 34.91
Astro Med Super 8 Recorder |  |  | B00924 | 12.0V | 7.2Ah | Lead Acid | 2/Unit | 34.91
Z-1000 Graphic Recorder |  |  | B00924 | 12.0V | 7.2Ah | Lead Acid |  | 34.91
2000 Alpha Stimulator |  |  | B00804 | 6.0V | 3.4Ah | Lead Acid | 6/Unit | 45.51
AUTOGENIC SYSTEMS INC
Myograph |  |  | B01313 | 9.0V |  | C/Z |  | 38.6
AUTOMATIC PERIPHERAL INC
TA20B Badge Reader |  |  | B11340 | 3.0V | 1.2Ah | Li/(CF)n |  | 18.73
AVL SCIENTIFIC CORP
OPTI 1 Blood Gas Analyzer |  | BP7007 | B11354 | 12.0V | 2.8Ah | NiCad | Rebuild | 166.98
AVOX SYSTEMS INC
1000E Cath-Lab Oximeter |  | 12140S | B11406 | 4.8V | 1.8Ah | NiCad |  | 30.73
AXON SYSTEMS INC
820 Blood Pressure Monitor |  |  | B00915 | 6.0V | 13.0Ah | Lead Acid |  | 40.78
930 Blood Pressure Monitor |  |  | B00902 | 6.0V | 1.2Ah | Lead Acid |  | 10.6
BAPCO
PS97 Patient Stimulator |  | 17B32 Rev B | B11268 | 6.0V | 2.0Ah | NiCad |  | 65.56
BAXTER HEALTHCARE
APII I-Pump Model 2L3017-Memory |  |  | B01809-1 | 3.0V | 0.2Ah | Li/MnO2 |  | 2.18
ASAT Pulse Oximeter |  |  | B01049 | 8.0V | 2.5Ah | Lead Acid |  | 60.13
AS2, AS5A, AS5B, AS5D Infusion Pump |  |  | B00919 | 12.0V | 2.2Ah | Lead Acid |  | 22.15
AS2F, ASFH Infusion Pump |  |  | B10198 | 6.0V | 0.7Ah | NiCad |  | 22.49
AS6C, AS6H Infusion Pump |  |  | B00108 | 8.4V | 0.18Ah | NiMH |  | 15.39
AS20A, AS20F, AS20S, AS20GH2 Infusion Pump |  |  | B10198 | 6.0V | 0.7Ah | NiCad |  | 22.49
AS40, AS41 Infusion Pump |  |  | B10669 | 6.0V | 1.0Ah | NiCad |  | 36.84
AS50A Infusion Pump |  |  | B11056 | 6.0V | 2.15Ah | NiMH |  | 58.49
AS70 Infusion Pump |  |  | B00919 | 12.0V | 2.2Ah | Lead Acid |  | 22.15
Colleague Infusion Pump - Yuasa Battery | [6 empty] | OEM ONLY
Colleague Infusion Pump - Enersys Battery |  |  | B00355 | 12.0V | 2.0Ah | Lead Acid |  | 31.5
Colleague Infusion Pump-Memory |  |  | B11192 | 7.2V | 2.1Ah | Li/SOCl2 |  | 32.26
CVVHD-BM11 Blood Pump |  |  | B11246 | 3.6V | 0.25Ah | NiCad |  | 17.37
Flo-Gard 2000, 2100 Controller |  |  | B10016 | 8.0V | 2.5Ah | Lead Acid |  | 61.83
Flo-Gard 3000 Controller |  |  | B10032 | 8.0V | 5.0Ah | Lead Acid |  | 100.41
Flo-Gard 6000, 6100 Infusion Pump |  |  | B00914 | 6.0V | 12.0Ah | Lead Acid |  | 29.2
Flo-Gard 6060 Infusion Pump-Memory |  |  | B11236 | 3.6V | 0.08Ah | NiMH |  | 15.36
Flo-Gard 6200 Infusion Pump |  |  | B10326 | 4.0V | 6.0Ah | Lead Acid | 2/Unit | 54.43
Flo-Gard 6201 Infusion Pump - Yuasa Battery | [6 empty] | OEM ONLY
Flo-Gard 6201 Infusion Pump - Enersys Battery |  |  | B00355 | 12.0V | 2.0Ah | Lead Acid |  | 31.5
Flo-Gard 6201, 6301-Memory |  |  | B10920 | 3.0V | 1.1Ah | Li/MnO2 |  | 14.94
Flo-Gard 6300, 6301 Infusion Pump |  |  | B00330 | 12.0V | 3.2Ah | Lead Acid |  | 55.28
Flo-Gard 6600 Infusion Pump |  |  | B10326 | 4.0V | 6.0Ah | Lead Acid | 2/Unit | 54.43
Flo-Gard 8000, 8100 Pump |  |  | B10016 | 8.0V | 2.5Ah | Lead Acid |  | 61.83
Flo-Gard 8000/R1131 Pump |  |  | B10129 | 8.0V | 2.8Ah | Lead Acid |  | 50.8
Flo-Gard 8500 Pump |  |  | B10938 | 8.0V | 2.8Ah | Lead Acid |  | 50.8
Microscan Turbidimeter |  |  | B11256 | 2.4V | 0.7Ah | NiCad |  | 15.35
2M8015 Infusion Pump |  |  | B00914 | 6.0V | 12.0Ah | Lead Acid |  | 29.2
2M8063 Infusion Pump - Yuasa Battery | [6 empty] | OEM ONLY
2M8063 Infusion Pump - Enersys Battery |  |  | B00355 | 12.0V | 2.0Ah | Lead Acid |  | 31.5
B BRAUN MEDICAL INC
Horizon Infusion Pump |  |  | B10753-1 | 12.0V | 2.0Ah | Lead Acid |  | 46.06
Horizon Infusion Pump-Alarm |  |  | B11074 | 4.8V | 0.11Ah | NiCad |  | 27.77
Horizon Infusion Pump-Memory |  |  | B01608 | 3.0V | 0.09Ah | LiAl/LixMnOy |  | 6.71
B BRAUN MEDICAL INC (Cont)
Horizon NXT Infusion Pump-Memory |  |  | B11156 | 3.0V | 0.285Ah | Li/MnO2 |  | 11.33
Micro Rate Infusion Pump |  |  | B00904 | 6.0V | 4.5Ah | Lead Acid |  | 13.09
Outlook 100,200 Safety Infusion System |  |  | B00886 | 12.0V | 2.2Ah | Lead Acid |  | 45.5
VIP N7510 Infusion Pump |  |  | B10138 | 6.0V | 7.0Ah | NiCad |  | 161.15
VIP N7531, N7532 Controller |  |  | B10592 | 12.0V | 3.2Ah | Lead Acid |  | 72.69
VIP N7922, N7927 Infusion Pump |  |  | B00914 | 6.0V | 12.0Ah | Lead Acid |  | 29.2
Vista Basic Infusion Pump |  | 33175551 | B11443 | 7.2V | 1.2Ah | NiCad | Rebuild | 41.96
521, 522 Intell Pump |  |  | B00804 | 6.0V | 3.4Ah | Lead Acid |  | 45.51
521, 522 Intell Pump |  |  | B00904 | 6.0V | 4.5Ah | Lead Acid |  | 13.09
521, 522 Intell Pump |  |  | B00355 | 12.0V | 2.0Ah | Lead Acid |  | 31.5
821 Intell Pump |  |  | B00804 | 6.0V | 3.4Ah | Lead Acid |  | 45.51
2001 Intell Pump |  |  | B00804 | 6.0V | 3.4Ah | Lead Acid |  | 45.51
2001 Intell Pump |  |  | B00904 | 6.0V | 4.5Ah | Lead Acid |  | 13.09
5138 Accu Pro Infusion Pump |  |  | B10138 | 6.0V | 7.0Ah | NiCad |  | 161.15
BCI INC
Capnocheck + CO2 Monitor |  |  | B11247 | 6.0V | 4.4Ah | NiCad |  | 83.04
Capnocheck Sleep Capnograph |  | 58522B1 | B11509 | 6.0V | 4.5Ah | NiCad |  | 115.91
515 Respiratory Monitor |  |  | B00918 | 12.0V | 1.3Ah | Lead Acid |  | 15.58
700, 6100, 58200A Monitor |  |  | B00924 | 12.0V | 7.2Ah | Lead Acid |  | 34.91
3040, 3040G, 3100 Pulse Oximeter |  |  | B00902 | 6.0V | 1.2Ah | Lead Acid |  | 10.6
3302 Pulse Oximeter |  |  | B00902 | 6.0V | 1.2Ah | Lead Acid |  | 10.6
3303 Hand Held Pulse Oximeter |  | AAPLQBC1108 | B11094 | 9.6V | 1.65Ah | NiMH |  | 60.6
3304 Pulse Oximeter |  |  | B00902 | 6.0V | 1.2Ah | Lead Acid |  | 10.6
6200 Patient Monitor |  |  | B00922-2 | 12.0V | 5.0Ah | Lead Acid |  | 26.68
9004 Patient Monitor |  | 58522B1 | B11247 | 6.0V | 4.4Ah | NiCad |  | 83.04
9200 Monitor |  |  | B11349 | 16.8V | 4.0Ah | NiMH | Rebuild | 270.2
9600 Avant Pulse Oximeter |  |  | B11393 | 7.2V | 4.0Ah | NiMH |  | 105.15
20600A1 8200 Capnocheck CO2 Monitor |  | AAPLQBC1108 | B11094 | 9.6V | 1.65Ah | NiMH |  | 60.6
58450A1 Mini-Torr Plus |  |  | B11276 | 6.0V | 3.0Ah | NiCad |  | 95.83
58522B2 Mini-Torr Plus |  |  | B11276 | 6.0V | 3.0Ah | NiCad |  | 95.83
70000A1 |  |  | B00904 | 6.0V | 4.5Ah | Lead Acid |  | 13.09
71050A1 |  |  | B00802 | 6.0V | 1.3Ah | Lead Acid |  | 23.06
712008A1 |  |  | B00802 | 6.0V | 1.3Ah | Lead Acid |  | 23.06
BEAR MEDICAL SYSTEMS
Bear 33 Portable Ventilator |  |  | B00885 | 12.0V | 3.4Ah | Lead Acid |  | 51.5
Bear II, III, IV, V Models |  |  | B10162 | 4.8V | 0.7Ah | NiCad |  | 22.4
BP 2001 Ventilator |  |  | B10162 | 4.8V | 0.7Ah | NiCad |  | 22.4
Cub Models-LS80 Infant Monitor |  |  | B10162 | 4.8V | 0.7Ah | NiCad |  | 22.4
Cub 750, 750VS |  |  | B00918 | 12.0V | 1.3Ah | Lead Acid |  | 15.58
LS75 Ventilation Monitor |  |  | B10229 | 6.0V | 0.7Ah | NiCad | Rebuild | 26.01
LS80 Adult Monitor |  |  | B10162 | 4.8V | 0.7Ah | NiCad |  | 22.4
BEFOUR
Riteway Infant Scale |  |  | B10683 | 8.0V | 2.5Ah | Lead Acid |  | 61.83
BELMONT INSTRUMENT CORP
FMS 2000 |  |  | B00811 | 12.0V | 1.3Ah | Lead Acid |  | 39.5
BENNETT X-RAY TECHNOLOGIES
Contour Mammography Unit |  |  | B00922-2 | 12.0V | 5.0Ah | Lead Acid | 20/Unit | 26.68
HFQ 300SE |  |  | B01076 | 12.0V | 2.5Ah | Lead Acid | 30/Unit | 66.79
HFQ 600 |  |  | B01076 | 12.0V | 2.5Ah | Lead Acid | 60/Unit | 66.79
HMX 5 |  |  | B00831 | 12.0V | 33.0Ah | Lead Acid | 10/Unit | 208.1
MF 150 |  |  | B01076 | 12.0V | 2.5Ah | Lead Acid | 20/Unit | 66.79
MF 1500 |  |  | B01076 | 12.0V | 2.5Ah | Lead Acid | 24/Unit | 66.79
BENTLY LABORATORIES INC
Oxygen Stat Meter |  |  | B10198 | 6.0V | 0.7Ah | NiCad |  | 22.49
SMBP-0130, SM-0100 OXY-Stat Meter |  |  | B10393 | 7.2V | 0.7Ah | NiCad | Rebuild | 44.12
SM-0200 |  |  | B00904 | 6.0V | 4.5Ah | Lead Acid |  | 13.09
BHM MEDICAL INC
Voyager Portable Track Lift |  | A8500 | B11454 | 24.0V | 2.0Ah | Lead Acid |  | 87.94
BIODEX MEDICAL SYSTEMS INC
Deluxe C-ARM Table-056-004 |  |  | B00930-1 | 12.0V | 26.0Ah | Lead Acid | 2/Unit | 140.64
Urology Table-005-450 |  |  | B00929 | 12.0V | 26.0Ah | Lead Acid | 2/Unit | 121.34
Urology Table-056-800 |  |  | B00922-2 | 12.0V | 13.0Ah | Lead Acid |  | 26.68
BIOHIT INC
Proline Electronic Pipettor |  |  | B10909 | 6.0V | 0.15Ah | NiMH |  | 29.79
BIO-LOGIC SYSTEMS CORP
AUDX Unit 580-OAEX3 |  |  | B11161 | 7.2V | 1.2Ah | NiCad |  | 45.26
Sleep Machine 580-ACUB-AI |  |  | B10984 | 6.0V | 4.0Ah | NiMH | Rebuild | 104.39
BIO-MED DEVICES INC
Crossvent 2i |  | PRT4402 | B11360 | 7.2V | 2.5Ah | NiCad |  | 60.16
Crossvent 3+ |  | PRT4467 | B11470 | 7.2V | 9.0Ah | NiMH |  | 225.23
Crossvent 3, 4 |  |  | B11090 | 7.2V | 5.7Ah | NiCad |  | 129.28
M-1 Pressure Monitor |  |  | B00800-5 | 9.0V | Alk | Alkaline |  | 2.85
M-10 Multi-Function Monitor |  |  | B10884 | 7.2V | 0.8Ah | NiCad |  | 48.08
BIOMEDICAL DESIGN
EAS 70 Scope |  |  | B11059 | 32.0V | 2.5Ah | Lead Acid |  | 206.5
EAS 70C Scope |  |  | B11480 | 24.0V | 0.7Ah | NiCad |  | 60.57
EAS 80 Scope |  |  | B10650 | 32.0V | 5.0Ah | Lead Acid |  | 388.05
EAS 85 Scope |  |  | B00918 | 12.0V | 1.3Ah | Lead Acid | 2/Unit | 15.58
MYO Pulse Nerve Stimulator |  |  | B10850 | 24.0V | 2.5Ah | Lead Acid | 2/Unit | 159.98
BIO-MEDICUS INC
540 Blood Pump |  |  | B00924 | 12.0V | 7.2Ah | Lead Acid |  | 34.91
550 Console |  |  | B00924 | 12.0V | 7.2Ah | Lead Acid | 2/Unit | 34.91
BIOSEARCH MEDICAL PRODUCTS
Enteral Pump 14-7000, 7005 |  |  | B00937 | 6.0V | 1.0Ah | Lead Acid |  | 21.82
Enteral Pump 14-8000 |  |  | B00804 | 6.0V | 3.4Ah | Lead Acid |  | 45.51
BIO-TEK INSTRUMENTS
BIOX Apnea Monitor |  |  | B10609 | 7.2V | 0.27Ah | NiCad |  | 32.07
Index, Index 2 SPO2 Analyzer |  |  | B11131 | 12.0V | 2.6Ah | Lead Acid |  | 22.11
RF303 Analyzer |  |  | B00919 | 12.0V | 2.2Ah | Lead Acid |  | 22.15
SPO2 Simulator |  |  | B00919 | 12.0V | 2.2Ah | Lead Acid |  | 22.15
501 Safety Analyzer-Pack |  |  | B10466 | 9.6V | 1.6Ah | NiCad |  | 47.78
BIRTCHER CORP
365 Single Channel ECG |  |  | B10245 | 12.0V | 0.7Ah | NiCad | SOCWH | 38.41
444-6 (444) Monitor/ Defibrillator |  |  | B10526 | 12.0V | 2.5Ah | NiCad | Rebuild | 107.82
447 Monitor/Defibrillator |  |  | B10807 | 24.0V | 0.7Ah | NiCad |  | 67.32
BISON BEDE
Bison 50 Stair Lift |  | GP200SCK10XMXZ | B11440 | 24.0V | 2.0Ah | NiCad | Rebuild | 165.98
BLUE SKY MEDICAL
Versatile 1 Wound Vacuum System |  | 919.0012 | B11410 | 12.0V | 2.1Ah | NiMH |  | 124.36
BOSCH, ROBERT CORP
EKG 501A, 503 EEG Monitor |  |  | B01000 | 1.2V | 2.5Ah | NiCad | 10/Unit | 5.87
EKG 503A Monitor |  |  | B00932-1 | 12.0V | 2.0Ah | Lead Acid |  | 41.96
BRAEGEN
Braegen 1 EEG Machine- D cell |  |  | B10896 | 12.0V | 4.4Ah | NiCad |  | 206.65
Braegen 2 EEG Machine- Sub C cell |  |  | B11308 | 6.0V | 2.3Ah | NiCad |  | 95.24
BRENTWOOD INSTRUMENTS INC
Ambulatory ECG Recorder |  |  | B00800-1 | 1.5V | Alk-AA | Alkaline | 2/Unit | 0.73
Ambulatory 200 EZ Scan |  |  | B00800-1 | 1.5V | Alk-AA | Alkaline | 2/Unit | 0.73
DEF 320 Defibrillator |  |  | B00919 | 12.0V | 2.2Ah | Lead Acid |  | 22.15
EZ Scope Single Channel |  |  | B00919 | 12.0V | 2.2Ah | Lead Acid |  | 22.15
BRINKMAN INSTRUMENTS INC
4580 Electronic Pipette |  |  | B11078 | 6.0V | 0.15Ah | NiMH |  | 29.79
BURDICK INC
Atria 3000, 3100, 6100 ECG |  | 146-0126-00 | B11398 | 14.4V | 1.5Ah | NiMH |  | 65.48
E500, E600, E350I EKG Machine-Memory Back-up |  |  | B10712 | 3.0V | 1.2Ah | Li/MnO2 |  | 14.52
E500, E600 EKG Monitor |  |  | B10378 | 9.6V | 0.6Ah | NiCad |  | 44.05
E550 EKG Monitor |  |  | B10818 | 12.0V | 2.8Ah | Lead Acid |  | 57.11
E560 EKG Monitor |  |  | B10888 | 24.0V | 1.3Ah | Lead Acid |  | 106.37
E560 Memory Back-up |  |  | B10712 | 3.0V | 1.2Ah | Li/MnO2 |  | 14.52
Eclipse 4, 400 |  | 862988 | B11193 | 16.8V | 0.7Ah | NiCad |  | 51.45
Eclipse 8, 800 |  |  | B11069 | 16.8V | 1.3Ah | NiCad |  | 88.63
Eclipse 850 |  | 863696 | B11193 | 16.8V | 0.7Ah | NiCad |  | 51.45
Eclipse LE - Memory |  |  | B00878 | 3.0V | 1.2Ah | Li/(CF)x |  | 9.94
Eclipse LEII |  |  | B11272 | 16.8V | 0.7Ah | NiCad |  | 51.96
Eclipse LEII-Memory |  |  | B01664 | 3.0V | 0.56Ah | Li/SO2Cl2 |  | 2.18
Eclipse Plus |  |  | B11070 | 16.8V | 2.5Ah | NiCad |  | 133.04
BURDICK INC (Cont)
Eclipse Plus |  | 146-0100-00 | B11270 | 16.8V | 5.0Ah | NiCad |  | 269.61
Elite EK10, Elite II EKG |  | 862278 | B10352 | 12.0V | 1.6Ah | NiCad |  | 60.16
Medic 4 Monitor/Defibrillator |  |  | B10215 | 24.0V | 2.5Ah | Lead Acid |  | 143.74
Medic 5 Monitor/Defibrillator |  |  | B11038 | 24.0V | 2.0Ah | Lead Acid |  | 97.47
Medic 6 |  |  | B11267 | 12.0V | 1.5Ah | NiCad | Rebuild | 70.74
Medi Log 6000 Arrhythmia |  |  | B00800-1 | 1.5V | Alk-AA | Alkaline |  | 0.73
BURKE INC
Big Boy Bed |  |  | B00924 | 12.0V | 7.2Ah | Lead Acid | 2/Unit | 34.91
BURTON MEDICAL PRODUCTS
Burtonstar Headlight 0930000 |  | 1008335 | B11300 | 12.0V | 1.5Ah | NiCad | Insert | 55.76
TI-13 |  |  | B00914 | 6.0V | 12.0Ah | Lead Acid |  | 29.2
Transport Isolette |  |  | B02120 | 6.0V | 6.5Ah | Lead Acid |  | 130.57
CAMBRIDGE MED INSTRUMENTS
A05 Patient Mobilizer |  |  | B00929 | 12.0V | 26.0Ah | Lead Acid | 2/Unit | 121.34
Dynamore Gamma Camera |  |  | B00929 | 12.0V | 26.0Ah | Lead Acid |  | 121.34
Model 502 |  |  | B00904 | 6.0V | 4.5Ah | Lead Acid |  | 13.09
Pulsar 4 Monitor/Defibrillator |  |  | B10081 | 12.0V | 2.2Ah | NiCad |  | 108.69
SC1000 Single Channel ECG |  |  | B01609 | 1.2V | 0.7Ah | NiCad | 8/Unit | 3.25
VS-500, VS550 ECG Monitor |  |  | B10224 | 8.4V | 1.6Ah | NiCad | 4/Unit | 43.35
CAMINO LABORATORIES INC
MPM-1 |  |  | B00355 | 12.0V | 2.0Ah | Lead Acid |  | 31.5
412, 420, 420-6 ICP Monitor |  |  | B00315 | 12.0V | 1.2Ah | Lead Acid |  | 31.11
CANBERRA INDUSTRIES INC
Series 10 Multichannel Analyzer |  |  | B11160 | 6.0V | 7.0Ah | NiCad |  | 161.15
Series 20 Thyroid Checker |  |  | B10928 | 3.6V | 0.25Ah | NiCad |  | 22.4
CANON MEDICAL SYSTEMS
Scopic 16M |  |  | B10105 | 6.0V | 0.28Ah | NiCad | 2/Unit | 23.91
CARDIAC CARE UNITS INC
C+ Holter Recorder |  |  | B10861 | 4.8V | 0.7Ah | NiCad |  | 21.87
CARDIAC PACEMAKERS INC
ECD-APU Defibrillator |  |  | B00906 | 6.0V | 7.0Ah | Lead Acid |  | 20.64
9300 Insulin Pump |  |  | B01720 | 3.6V | 0.85Ah | Li/SO2Cl2 |  | 9.73
CARDIAC SCIENCE
Atria 6100 ECG Monitor |  | 146-0127-00 Rev D | B11481 | 14.4V | 2.0Ah | NiMH |  | 116.48
CARDIONICS INC
Infra-Red Transport System 65012 |  |  | B10691 | 14.4V | 0.65Ah | NiCad |  | 127.93
CARDIOLINE INC
Cardioline E1, E3 ECG Recorder-Disposable |  |  | B00800-3 | 1.5V | Alk-C | Alkaline | 8/Unit | 1.78
Cardioline E1, E3 ECG Recorder-Rechargeable |  |  | B01000 | 1.2V | 2.5Ah | NiCad | 8/Unit | 5.87
Cardioline Delta 60+ ECG Machine |  | 20VECS1400 | B11239 | 24.0V | 1.6Ah | NiCad |  | 104.47
Delta 1+ Digital ECG |  | 1220211-01 | B11429 | 24.0V | 0.7Ah | NiCad |  | 61.76
CARDIODYNAMICS INT'L INC
BioZ-4110 Monitor |  | NJ 1020 | B11196 | 12.0V | 3.5Ah | NiMH |  | 260.13
BioZ-4110 Monitor-Clock |  |  | B00574-1 | 3.0V | Lith | Li/(CF)x |  | 4.86
BioZ 4110-121 ICG Monitor |  | OACXRDY10-BQ Rev A | B11457 | 12.0V | 2.7Ah | NiMH | Rebuild | 139.98
CARDIO-STAT
NTP3004 |  |  | B10692 | 12.0V | 4.4Ah | NiCad |  | 140.57
CAS MEDICAL SYSTEMS
740 Vital Signs Monitor |  |  | B11377 | 7.2V | 4.0Ah | NiMH | Insert | 107.26
820, 901, 915, 920, 930 Neonatal BP Monitor |  |  | B00902 | 6.0V | 1.2Ah | Lead Acid |  | 10.6
2001 BP Monitor |  |  | B00902 | 6.0V | 1.2Ah | Lead Acid |  | 10.6
9000 BP Monitor |  |  | B11067 | 6.0V | 5.0Ah | Lead Acid |  | 28.14
9001 BP Monitor |  | 01-02-0076 | B11120 | 6.0V | 3.8Ah | Lead Acid |  | 43.15
9300 BP Monitor |  |  | B11073 | 6.0V | 1.4Ah | NiCad |  | 45.06
CASTLE CO
3433, 3522 Steam Sterilizer |  |  | B10740 | 8.0V | 2.5Ah | Lead Acid |  | 58.43
4900B Surgical Table |  |  | B00607 | 12.0V | 26.0Ah | Lead Acid | 2/Unit | 143.78
4900E OR Table |  |  | B00922-2 | 12.0V | 5.0Ah | Lead Acid | 2/Unit | 26.68
5100B Shampaine Surgical Table |  |  | B00815 | 12.0V | 28.0Ah | Lead Acid | 2/Unit | 195
CDX CORP
Spiro 850 Portable Spirometer |  |  | B11416 | 7.2V | 1.1Ah | NiMH |  | 51.25
C G R MEDICAL CORP
Battrix Portable X-Ray
- Complete Kit |  |  | B03036-9 | 108.0V | 17.0Ah | Lead Acid |  | CFI
- Battery Only |  |  | B00830 | 12.0V | 17.0Ah | Lead Acid | 9/Unit | 137.25
CHATILLON / FORCE
DFE Series Force Gauge |  | 552096 | B11484 | 4.8V | 2.0Ah | NiMH |  | 44.98
CIBA-CORNING DIAGNOSTICS
280 Blood Gas Monitor |  |  | B01703 | 3.6V | 1.9Ah | Li/SO2Cl2 |  | 7.62
310 Pulse Oximeter |  |  | B10564 | 7.2V | 4.4Ah | NiCad |  | 94.21
CLINICAL DYNAMICS CORP
AccuPulse NIBP Simulator |  | 85326 | B11496 | 19.2V | 2.5Ah | NiMH |  | 150.75
GX-2 Smart Arm-NiCad NIBP Analyzer |  |  | B10973 | 19.2V | 1.2Ah | NiCad |  | 74.71
GX-2 Smart Arm-NiMH |  | 460005-078 | B11271 | 19.2V | 2.0Ah | NiMH |  | 181.38
SS100A Smart Sat |  |  | B10973 | 19.2V | 1.2Ah | NiCad |  | 74.71
C N S INC
Polly G Apnea Monitor |  |  | B00914 | 6.0V | 12.0Ah | Lead Acid |  | 29.2
CODMAN & SHURTLEFF INC
ICP Express Monitoring System |  |  | B00811 | 12.0V | 1.3Ah | Lead Acid |  | 39.5
COLE-PARMER INSTRUMENTS CO
8502-30 Electronic Thermometer |  |  | B10768 | 4.8V | 1.6Ah | NiCad |  | 28.3
COLIN MEDICAL INSTRUMENTS
BP308 Memory |  |  | OBSOLETE
BP-88NXT Vital Signs Monitor |  |  | B00933 | 12.0V | 2.0Ah | Lead Acid |  | 44.47
BP-8800 Blood Pressure Unit |  |  | B00919 | 12.0V | 2.2Ah | Lead Acid |  | 22.15
BP-8800 Memory |  |  | B10751 | 2.4V | 0.06Ah | NiCad |  | 12
Collimatic IV-Memory |  |  | B10751 | 2.4V | 0.06Ah | NiCad |  | 12
Press-Mate Advantage |  |  | B00933 | 12.0V | 2.0Ah | Lead Acid |  | 44.47
Press-Mate Advantage-External |  |  | B00824 | 12.0V | 7.2Ah | Lead Acid |  | 45.5
Press-Mate Pal |  | BX-10BAT | B11405 | 12.0V | 4.5Ah | NiMH | Insert | 199.29
Press-Mate Prodigy I,II |  | XGP0800-0004-T3W | B11321 | 6.0V | 5.0Ah | Lead Acid |  | 84.53
Press-Mate Prodigy I,II |  | 30190960 | B11397 | 6.0V | 5.0Ah | Lead Acid |  | 90.35
COMPUMEDICS USA LTD
P Series Sleep System |  |  | B11144 | 7.2V | 3.5Ah | NiMH |  | 167.82
CONTINENTAL CORP
5000 System I Blood Pump |  |  | B00926 | 12.0V | 12.0Ah | Lead Acid |  | 58.57
COROMETRICS MEDICAL SYSTEMS
ML 6-4, ML 6-6 Infusion pump |  |  | OBSOLETE
115, 142 Fetal Monitor |  |  | OBSOLETE
145 Fetal Monitor |  |  | B00470 | 3.5V | 0.75Ah | Lead Acid |  | 28.33
147 Doppler |  |  | B00108 | 8.4V | 0.18Ah | NiMH |  | 15.39
220 pH Meter-Clock |  |  | B01202 | 3.0V | Alk | Alkaline |  | 16.53
500, 500AE, 500E, 501, 502 Monitor |  |  | B10728 | 6.0V | 2.5Ah | Lead Acid |  | 48.08
503, 504, 505, 506 Monitor |  |  | B10702 | 12.0V | 2.5Ah | NiCad |  | 77.95
511 Monitor |  |  | B00906 | 6.0V | 7.0Ah | Lead Acid |  | 20.64
555 Monitor |  |  | B00919 | 12.0V | 2.2Ah | Lead Acid |  | 22.15
556 Monitor-Trend Memory |  |  | B11168 | 7.2V | 0.05Ah | NiCad |  | 36.67
556 Portable Monitor |  | 5170AA0 | B11061 | 19.2V | 1.7Ah | NiCad |  | 185.89
600 Fetal Monitor |  |  | B10038 | 3.6V | 0.7Ah | NiCad | 2/Unit | 12.44
645 Ultra Sound-Memory |  |  | B00470 | 3.5V | 0.75Ah | Lead Acid |  | 28.33
903 Apnea/EEG Monitor |  |  | B00922-2 | 12.0V | 5.0Ah | Lead Acid | 2/Unit | 26.68
2010 Holter Recorder |  |  | B00470 | 3.5V | 0.75Ah | Lead Acid |  | 28.33
6153A Fetal Monitor |  |  | OBSOLETE
CORPAK INC
Corflo 300 Enternal Pump |  | COR02 Rev C | B11343 | 7.2V | 1.3Ah | NiCad |  | 39.8
CREATIVE BIOMEDICS
DX Portable Plus Spirometer |  |  | B11237 | 3.6V | 4.4Ah | NiCad |  | 50.51
CRITICARE SYSTEMS INC
END/ TLCO2 Pulse Oximeter |  |  | B00904 | 6.0V | 4.5Ah | Lead Acid |  | 13.09
500 Pulse Oximeter |  |  | B00918 | 12.0V | 1.3Ah | Lead Acid |  | 15.58
501, 501+ Pulse Oximeter |  |  | B10172 | 4.8V | 0.7Ah | NiCad |  | 16.58
502, 504, 506 Pulse Oximeter |  |  | B00904 | 6.0V | 4.5Ah | Lead Acid |  | 13.09
503 Pulse Oximeter |  |  | B00305 | 6.0V | 1.2Ah | Lead Acid |  | 24.57
503S Pulse Oximeter |  |  | B11001 | 6.0V | 1.2Ah | Lead Acid |  | 22.3
504DX Monitor |  |  | B00903-2 | 6.0V | 3.8Ah | Lead Acid |  | 31.24
506 Monitor-Non Invasive |  |  | B00885 | 12.0V | 3.4Ah | Lead Acid |  | 51.5
506DX Pulse Oximeter |  |  | B00904 | 6.0V | 4.5Ah | Lead Acid |  | 13.09
507, 507ER Patient Monitor |  |  | B00885 | 12.0V | 3.4Ah | Lead Acid |  | 51.5
507ES, 507N Patient Monitor |  |  | B00919 | 12.0V | 2.2Ah | Lead Acid |  | 22.15
507NJC Vital Signs Monitor |  | 80512B001 | B11133 | 7.2V | 2.45Ah | NiMH |  | 88.71
507S Patient Monitor |  |  | B00510 | 12.0V | 4.0Ah | Lead Acid |  | 59.64
508 Patient Monitor |  |  | B00510 | 12.0V | 4.0Ah | Lead Acid |  | 59.64
550 Printer |  |  | B10198 | 6.0V | 0.7Ah | NiCad |  | 22.49
601, 602 IQ Poet Pulse Oximeter |  |  | B00885 | 12.0V | 3.4Ah | Lead Acid |  | 51.5
602-14 Poet LT Pulse Oximeter |  | 80512B001 | B11133 | 7.2V | 2.45Ah | NiMH |  | 88.71
1100 Poet Monitor |  |  | B00885 | 12.0V | 3.4Ah | Lead Acid |  | 51.5
5040 Pulse Oximeter |  |  | B00305 | 6.0V | 1.2Ah | Lead Acid |  | 24.57
5053 Pulse Oximeter |  |  | B00902 | 6.0V | 1.2Ah | Lead Acid |  | 10.6
5070 BP Monitor |  |  | B00919 | 12.0V | 2.2Ah | Lead Acid |  | 22.15
8100 Poet Plus Vital Signs Monitor |  | 83278B001 | B00933 | 12.0V | 2.0Ah | Lead Acid | 2/Unit | 44.47
CRITIKON INC
Compact TS Monitor |  |  | B00932 | 12.0V | 2.3Ah | Lead Acid |  | 37.46
Oxychek Oxygen Monitor |  |  | B00800-3 | 1.5V | ALK | Alkaline | 6/Unit | 1.78
MPS Dinamap 722X Series |  | 633153 |  |  |  |  | OEM Only
Pro 100, 200, 300, 400 Monitor |  | 633132 | B00932 | 12.0V | 2.3Ah | Lead Acid |  | 37.46
Pro 100, 200, 300, 400 - Memory |  |  | B11215 | 3.6V | 0.15Ah | NiMH |  | 21.4
Pro 1000 Monitor |  | MS633177C | B11187 | 12.0V | 7.4Ah | NiMH |  | 225
Pro 1000 Monitor-Memory |  |  | B11215 | 3.6V | 0.15Ah | NiMH |  | 21.4
ProCare 300, 400 |  | 633178 | B00506 | 6.0V | 3.3Ah | Lead Acid |  | 17.49
Rateminder Volumetric Controller |  |  | B00800-3 | 1.5V | Alk-C | Alkaline | 4/Unit | 1.78
Simplicity Volumetric Pump |  |  | B00914 | 6.0V | 12.0Ah | Lead Acid |  | 29.2
900 Series Holter Recorder Pump |  |  | B10749 | 12.0V | 0.28Ah | NiCad |  | 39.02
1000 Vitanet Bedside Monitor |  |  | B00918 | 12.0V | 1.3Ah | Lead Acid |  | 15.58
1846, 1846SX, 1846SX/P Vital Signs Monitor |  |  | B10084 | 3.6V | Lith | Li/SOCl2 |  | 7.45
2000, 2200 Vitanet Monitor |  |  | B00918 | 12.0V | 1.3Ah | Lead Acid |  | 15.58
2100 Volumetric Infusion Pump |  |  | B00914 | 6.0V | 12.0Ah | Lead Acid |  | 29.2
6695 IV Pump |  |  | B00914 | 6.0V | 12.0Ah | Lead Acid |  | 29.2
7300, 7350, Cardiac Output |  |  | B00924 | 12.0V | 7.2Ah | Lead Acid |  | 34.91
8100, 8100T, 8110 Dinamap Monitor |  |  | B10333 | 12.0V | 2.8Ah | Lead Acid |  | 31.83
8100 Printer |  |  | B11169 | 4.8V | 0.7Ah | NiCad |  | 21.87
8280 Oxytrack |  |  | B10084 | 3.6V | Lith | Li/SOCl2 |  | 7.45
8700, 8700T Monitor |  |  | B00932 | 12.0V | 2.3Ah | Lead Acid |  | 37.46
8710, 8720 Monitor |  |  | B00932 | 12.0V | 2.3Ah | Lead Acid |  | 37.46
9300XL, 9340XL, 9350XL Dinamap Monitor |  |  | B10333 | 12.0V | 2.8Ah | Lead Acid |  | 31.83
9700 Monitor |  |  | B00932 | 12.0V | 2.3Ah | Lead Acid |  | 37.46
9710, 9720 Dinamap Plus Monitor |  |  | B00932 | 12.0V | 2.3Ah | Lead Acid |  | 37.46
9710, 9720 CPU Board |  |  | B10084 | 3.6V | Lith | Li/SOCl2 |  | 7.45
CUTTER MEDICAL
Dependa Flo Volumetric Infusion Pump 888 |  |  | B00804 | 6.0V | 3.4Ah | Lead Acid | 2/Unit | 45.51
The Infusor |  |  | B00804 | 6.0V | 3.4Ah | Lead Acid |  | 45.51
DATASCOPE CORP
Accustat Pulse Oximeter |  |  | B00919 | 12.0V | 2.2Ah | Lead Acid |  | 22.15
Accutorr 1 Monitor |  |  | B10038 | 3.6V | 0.7Ah | NiCad |  | 12.44
Accutorr 1A, 2A Monitor |  |  | B10086 | 3.6V | 0.06Ah | NiCad |  | 9.4
Accutorr 3, 4 Monitor |  | 0997-00-0262 | B10665 | 12.0V | 2.9Ah | Lead Acid |  | 47.06
Accutorr Plus Monitor |  | 0146-00-0043 | B00932 | 12.0V | 2.3Ah | Lead Acid |  | 37.46
Accutorr Plus Monitor |  | 0146-00-0069 |  |  |  |  | OEM Only
Anestar Anesthesia System |  |  | B00924 | 12.0V | 7.2Ah | Lead Acid |  | 34.91
CS100 Intra-Aortic Balloon Pump |  |  | B00322 | 12.0V | 17.0Ah | Lead Acid | 2/Unit | 140.97
DPD Defibrillator |  |  | B10641 | 12.0V | 1.6Ah | NiCad | Insert | 56.64
M/D3, M/D3A Model 693 Monitor/Defibrillator |  |  | B10020 | 24.0V | 1.6Ah | NiCad | Insert | 114.25
M/D4 Monitor/Defibrillator |  |  | B10526 | 12.0V | 2.5Ah | NiCad | Rebuild | 107.82
Passport, Passport 2, Passport 2 LT, Passport XG Monitor |  |  | B00932 | 12.0V | 2.3Ah | Lead Acid | 2/Unit | 37.46
Passport, Passport 2 Monitor-Memory |  |  | B01811 | 3.0V | 0.19Ah | Li/MnO2 |  | 2.01
Spectrum, Spectrum OR Monitor |  | 0146-00-0043 | B00932 | 12.0V | 2.3Ah | Lead Acid |  | 37.46
Trio Monitor |  | 0146-00-0043 | B00932 | 12.0V | 2.3Ah | Lead Acid |  | 37.46
80, 82, 83, 84 Balloon Pump |  |  | B10146 | 24.0V | 4.4Ah | NiCad | Insert | 308.71
90 Balloon Pump |  |  | B00607 | 12.0V | 26.0Ah | Lead Acid | 2/Unit | 143.78
90 Balloon Pump |  |  | B00931 | 12.0V | 40.0Ah | Lead Acid | 2/Unit | 204.33
DATASCOPE CORP (Cont)
90L, 90T, 95, 96, 97, 97e, 98 Balloon Pump |  | 0146-00-0039 | B00322 | 12.0V | 17.2Ah | Lead Acid | 2/Unit | 140.97
98XT Balloon Pump |  | 0146-00-0047-01 | B00322 | 12.0V | 17.2Ah | Lead Acid | 2/Unit | 140.97
790 Recorder |  |  | B10074 | 12.0V | 2.2Ah | NiCad |  | 108.75
DATEX-OHMEDA
Aestiva/5 Anesthesia System |  | 1503-3045-000 Rev D | B11124 | 12.0V | 2.9Ah | Lead Acid |  | 43.22
AS-3 Compact Monitor |  |  | B11055 | 24.0V | 2.0Ah | NiMH |  | 150
AS-3 Light Monitor |  | 887753 | B11123 | 13.2V | 1.8Ah | NiCad | Rebuild | 79.13
AS-3 Light Monitor Re-Order #896895 |  |  | B11314 | 12.0V | 2.8Ah | NiCad | Rebuild | 166.98
AS-3 Power Supply |  |  | B00902 | 6.0V | 1.2Ah | Lead Acid |  | 10.6
BIOX IVA Pulse Oximeter |  |  | B01049 | 8.0V | 2.5Ah | Lead Acid |  | 60.13
BIOX 3740 Pulse Oximeter |  |  | B00919 | 12.0V | 2.2Ah | Lead Acid |  | 22.15
Care Plus Incubator |  |  | B00116 | 7.2V | 0.15Ah | NiMH |  | 15.94
Cardio Cap/5 Anesthesia Monitor |  |  | B00919-4 | 12.0V | 2.4Ah | Lead Acid |  | 40.37
CD-200-28-00 CO2 Monitor |  |  | B00804 | 6.0V | 3.4Ah | Lead Acid |  | 45.51
ECG Monitor 3093201-300 to 30932505-300 |  |  | B10698 | 12.0V | 2.5Ah | NiCad |  | 97.51
Giraffe Incubator |  | 6600-1024-600 | B00108 | 8.4V | 0.18Ah | NiMH |  | 15.39
I-NO Vent |  |  | B00919 | 12.0V | 2.2Ah | Lead Acid |  | 22.15
Modulus 2 Alarm |  |  | B00116 | 7.2V | 0.15Ah | NiMH |  | 15.94
Modulus 2 Plus |  |  | B00914 | 6.0V | 12.0Ah | Lead Acid | 2/Unit | 29.2
Modulus Central Display - CPU Board |  |  | B01738 | 3.6V | 1.9Ah | Li/SO2Cl2 |  | 24.84
Modulus Central Display-Memory |  |  | B11115 | 3.9V | 1.0Ah | Li/SOCl2 |  | 57.14
Modulus Central Display |  | 1202-3834-000 | B11211 | 48.0V | 7.5Ah | Lead Acid |  | 168.65
Modulus SE |  | 1503-3045-000 | B11102 | 12.0V | 2.6Ah | Lead Acid |  | 57.26
Series 37 Printer |  |  | B00902 | 6.0V | 1.2Ah | Lead Acid |  | 10.6
S/5 Compact Anesthesia Monitor |  | 17014 | B11221 | 12.0V | 4.0Ah | NiMH | 2/Unit | 146.16
S/5 Critical Care Monitor |  | 17014 | B11221 | 12.0V | 4.0Ah | NiMH | 2/Unit | 146.16
S/5 Light Monitor - Back Up Battery |  | N-LBB | B11491 | 13.2V | 1.0Ah | NiCad |  | 69.32
Transport Isolette |  |  | B00251 | 6.0V | 36.0Ah | Lead Acid | 2/Unit | 131.88
TruSat Bedside Monitor |  | 6050-0006-578 Rev J | B11435 | 4.8V | 3.2Ah | NiMH |  | 68.31
41 Degree Isolation Incubator |  |  | B00108 | 8.4V | 0.18Ah | NiMH |  | 15.39
66, 6600 Care Plus Incubator |  |  | B00116 | 7.2V | 0.15Ah | NiMH |  | 15.94
116, 126 Pulse Oximeter |  |  | B01049 | 8.0V | 2.5Ah | Lead Acid |  | 60.13
201, 401 Oxymonitor |  |  | B01203 | 4.5V | Alk | Alkaline |  | 15.1
1000 Auxiliary Power Supply |  |  | B00934 | 12.0V | 33.0Ah | Lead Acid | 2/Unit | 170.51
1400, 1401 ECG Monitor |  |  | B10698 | 12.0V | 2.5Ah | NiCad |  | 97.51
2350 Finapres Pulse Oximeter |  |  | B10900 | 8.0V | 4.5Ah | Lead Acid |  | 77.67
3000, 3300, 3500 Infant Warmer |  |  | B00116 | 7.2V | 0.15Ah | NiMH |  | 15.94
3700 Series Printer |  |  | B00902 | 6.0V | 1.2Ah | Lead Acid |  | 10.6
3700, 3710 Oximeter |  |  | B01049 | 8.0V | 2.5Ah | Lead Acid |  | 60.13
3740, 3760 Oximeter |  |  | B00919 | 12.0V | 2.2Ah | Lead Acid |  | 22.15
3770, 3775 Pulse Oximeter |  |  | B10838 | 9.6V | 1.4Ah | NiCad | Insert | 68.22
3800, 3900 Pulse Oximeter |  | 6050-0003-715 | B11122 | 8.0V | 3.2Ah | Lead Acid |  | 52.56
4300 Infant Warmer |  |  | B00108 | 8.4V | 0.18Ah | NiMH |  | 15.39
4700 Oxycap |  |  | B10917 | 12.0V | 2.5Ah | Lead Acid |  | 87.65
5000 Infant Warmer |  |  | B00116 | 7.2V | 0.15Ah | NiMH |  | 15.94
5120 MRI |  |  | B00568 | 3.9V | 7.0Ah | Li/MnO2 |  | 179.57
5250 RGM Monitor |  |  | B01813 | 3.0V | 0.54Ah | Li/MnO2 |  | 2.08
5400, 5410, 5420, 6800 Volume Monitor |  | 0690-1000-311 | B10340 | 4.8V | 1.6Ah | NiCad |  | 26.53
5500 Airway Monitor |  |  | B10595 | 7.2V | 0.27Ah | NiCad |  | 33.83
5800 Thermometer |  |  | B10340 | 4.8V | 1.6Ah | NiCad |  | 26.53
7000 Ventilator |  |  | B00116 | 7.2V | 0.15Ah | NiMH |  | 15.94
7800 Ventilator |  |  | B10788 | 4.8V | 1.6Ah | NiCad |  | 31.82
7900 Ventilator |  | 1503-3045-000 Rev 01 | B11102 | 12.0V | 2.6Ah | Lead Acid |  | 57.26
9000 Syringe Pump |  |  | B00902 | 6.0V | 1.2Ah | Lead Acid |  | 10.6
DAVOL INC
Dermatone |  |  | B10083 | 2.4V | 1.1Ah | NiCad |  | 23.05
DE HOKANSON INC
MD6 Biodirectional Doppler |  |  | B11375 | 7.2V | 0.4Ah | NiCad |  | 26.16
DEL MAR MEDICAL SYSTEMS
Aria Impresario Holter Recorder |  |  | B01808-1 | 3.0V | 0.14Ah | Li/MnO2 |  | 2.01
Lifecard CF Digital Recorder |  |  | B00857 | 3.0V | 0.005Ah | LiAl/LixMnOy |  | 6.71
445A, 447, 449 Recorder |  |  | B10021 | 7.2V | 0.6Ah | NiCad | Insert | 31.72
456A Clock Battery |  |  | B01657 | 3.0V | Lith | Li/MnO2 |  | 5.03
15566 Recorder |  |  | B10021 | 7.2V | 0.6Ah | NiCad | Insert | 31.72
17541 Pressureometer II |  |  | B10251 | 7.2V | 1.6Ah | NiCad | Insert | 39.11
DELFI MEDICAL INNOVATIONS INC
9-2100 Series Portable Tourniquet System |  | 4-2100-17 | B11512 | 4.8V | 1.8Ah | NiMH |  | 34.51
DE PUY INC
Sterile View Back Pack 5414-35 |  |  | B10800 | 6.0V | 2.8Ah | Lead Acid | Rebuild | 47.53
Sterile View Communication |  |  | B01609 | 1.2V | 0.7Ah | NiCad | 6/Unit | 3.25
Sterile View System III |  |  | B10862 | 4.8V | 0.7Ah | NiCad | Rebuild | 23.63
Vacu-Mix 5401-10 |  |  | B10557 | 40.8V | 2.5Ah | NiCad |  | 285.1
Vacu-Mix II 5401-15 |  |  | B10516 | 33.6V | 1.3Ah | NiCad |  | 148.73
6676-05-000 Tourniquet Regulator |  |  | B11278 | 12.0V | 1.8Ah | NiCad | Rebuild | 72.26
6676-10-000 Tourniquet Regulator |  |  | B11287 | 24.0V | 1.8Ah | NiCad | Rebuild | 130.39
DEVILBISS HEALTH CARE INC
Nebulizer 5000 |  |  | B00811 | 12.0V | 1.3Ah | Lead Acid |  | 39.5
Portable LO2 |  | 1043029-001 | B11209 | 4.8V | 0.7Ah | NiCad |  | 21.87
Vac-U-Aide 7304-D |  |  | B00918 | 12.0V | 1.3Ah | Lead Acid |  | 15.58
Vac-U-Aide 7305-D |  | 7305P-413 | B11253 | 12.0V | 2.5Ah | Lead Acid |  | 96.15
Vac-U-Aide 7305P-614 |  |  | B11253 | 12.0V | 2.5Ah | Lead Acid |  | 96.15
5001 Ultrasound Doppler |  |  | B10759 | 8.4V | 0.6Ah | NiCad |  | 72.94
DHD/DIEMOLDING HEALTHCARE
Cuff-Mate II |  |  | B10799 | 7.5V | 0.1Ah | Alkaline |  | 20.56
DIAGNOSTIC ULTRASOUND CORP
BVI 2500 Bladder Scanner |  |  | B01051 | 6.0V | 5.0Ah | Lead Acid |  | 50.49
| or |  | B01054 | 6.0V | 2.5Ah | Lead Acid |  | 32.96
BVI 3000 Bladder Scanner | [6 empty] | OEM Only
BVI 5000 |  | 400-0023 | B11315 | 3.6V | 1.2Ah | NiMH | Rebuild | 43.75
DIGITRON SCALES
Baby Scale |  |  | B00804 | 6.0V | 3.4Ah | Lead Acid |  | 45.51
D200, D210, SR200 Baby Scale |  |  | B01049 | 8.0V | 2.5Ah | Lead Acid |  | 60.13
D8000 Series Scale |  |  | B01007 | 6.0V | 2.5Ah | Lead Acid |  | 49.78
DITTMAR
741314 Power Lifter IV |  |  | B00924 | 12.0V | 7.2Ah | Lead Acid |  | 34.91
742102 Weighmobile |  |  | B00918 | 12.0V | 1.3Ah | Lead Acid |  | 15.58
DRAEGER MEDICAL INC
Evita-Memory |  |  | B01731 | 3.6V | 1.5Ah | Li/SO2Cl2 |  | 16.45
Evita 2, 4 Dura Ventilator-Internal Battery-Sonnenschein |  |  | B11128 | 12.0V | 3.5Ah | Lead Acid | 2/Unit | 124.19
Evita 2, 4 Dura Ventilator-Internal Battery-PanaSonic |  |  | B00885 | 12.0V | 3.4Ah | Lead Acid |  | 51.5
Evita 2, 4 Dura Ventilator-External Battery |  |  | B00830 | 12.0V | 17.0Ah | Lead Acid | 2/Unit | 137.25
Evita 2, 4 Dura Ventilator-Memory |  |  | B01653 | 3.0V | 1.4Ah | Li/MnO2 |  | 10.91
Fabius GS Anesthesia Machine |  |  | B00885 | 12.0V | 3.4Ah | Lead Acid |  | 51.5
Infinity Delta |  | MS14234 | B11436 | 14.4V | 4.5Ah | Li/Ion | Rebuild | 222.53
Infinity Delta XL Monitor - Internal |  | MS14234 | B11436 | 14.4V | 4.5Ah | Li/Ion | Rebuild | 222.53
Narkomed GS Anesthesia Machine |  |  | B00320 | 12.0V | 7.0Ah | Lead Acid |  | 41.96
Narkomed 2A Anesthesia Machine |  |  | B10863 | 12.0V | 7.5Ah | Lead Acid |  | 50.53
Narkomed 2B Anesthesia Machine |  |  | B00924 | 12.0V | 7.2Ah | Lead Acid |  | 34.91
Narkomed 2C Anesthesia Machine |  |  | B00928-1 | 12.0V | 18.0Ah | Lead Acid |  | 80.72
Narkomed 2C - Memory |  |  | B01821 | 3.0V | 0.96Ah | Li/MnO2 |  | 12.37
Narkomed 3B Anesthesia Machine |  |  | B10863 | 12.0V | 7.5Ah | Lead Acid | 2/Unit | 50.53
Narkomed 4 Anesthesia Machine |  |  | B00924 | 12.0V | 7.2Ah | Lead Acid | 4/Unit | 34.91
Narkomed 6000 |  |  | B00815 | 12.0V | 28.0Ah | Lead Acid | 4/Unit | 195
Oxylog 2000 Ventilator |  | 8411599-05 | B11376 | 7.2V | 1.0Ah | NiCad |  | 54.5
Oxymed Oxygen Monitor |  |  | B10937 | 4.8V | 0.11Ah | NiCad |  | 24.25
Savina Ventilator-Internal Battery |  | 1841416 | B00885 | 12.0V | 3.4Ah | Lead Acid |  | 51.5
Savina Ventilator-External Battery |  | 1843303 | B00830 | 12.0V | 17.0Ah | Lead Acid |  | 137.25
V1000, V2000 Vitalert Oxymeter |  |  | B10847 | 18.0V | 3.4Ah | Lead Acid |  | 154.16
8000 Isolette |  |  | B00108 | 8.4V | 0.18Ah | NiMH |  | 15.39
DRANETZ TECHNOLOGIES INC
Model PPI |  |  | B11162 | 12.0V | 2.5Ah | NiCad |  | 90.22
626 Disturbance Analyzer |  |  | B10824 | 12.0V | 1.6Ah | NiCad |  | 56.64
626A Disturbance Analyzer |  |  | B10921 | 12.0V | 1.6Ah | NiCad |  | 76.13
658 Power Quality Monitor |  |  | B11028 | 13.2V | 0.6Ah | NiCad |  | 67.32
808 Disturbance Analyzer |  | 113269-G1-B | B11361 | 6.0V | 4.4Ah | NiCad |  | 86.54
DRUSTAR INC
Dimension 2000 Med Cart |  |  | B00918 | 12.0V | 1.3Ah | Lead Acid |  | 15.58
DUKANE CORP
2070 Nurse Call |  |  | B00937 | 6.0V | 1.0Ah | Lead Acid |  | 21.82
Nurse Call Locator Badge |  |  | B01814 | 3.0V | 0.95Ah | Li/MnO2 |  | 3.19
DYMAX CORP
Site Rite 8001C0775 |  |  | B10783 | 14.4V | 2.5Ah | NiCad | Rebuild | 86.73
Site Rite III 800049B01 |  |  | B11181 | 14.4V | 4.5Ah | NiMH | Rebuild | 175.21
Site Rite IV 800113B01 |  |  | B11363 | 14.4V | 4.5Ah | NiMH | Rebuild | 175.21
DYONICS INC
Arthroscopic Surgical 30 |  |  | B00804 | 6.0V | 3.4Ah | Lead Acid |  | 45.51
Arthroscopic Surgical 40, 60, 85 |  |  | B00924 | 12.0V | 7.2Ah | Lead Acid | 2/Unit | 34.91
EDENTEC CORP
2000W Vital Signs Monitor |  |  | B10582 | 8.4V | 2.5Ah | NiCad |  | 56.82
ELECTRO-MED HEALTH IND
300 Hi-Voltage Stimulator |  |  | B10836 | 14.4V | 0.25Ah | NiCad |  | 55.33
EP MEDSYSTEMS INC
Battery P/N 10-0000-4100 |  | 10-0000-4100 | B11299 | 6.0V | 10.0Ah | Lead Acid |  | 37.94
ERGOTRON INC
SV22 Styleview Cart |  | 99-166 | B00259 | 12.0V | 56.0Ah | Lead Acid |  | 381.87
SV32 Styleview Cart - 66Ah Powered |  |  | B00263 | 12.0V | 35.0Ah | Lead Acid | 2/Unit | 184.48
ESTILL MEDICAL TECHNOLOGIES INC
TA-200 Fluid Warmer |  | TA-BCE | B00924 | 12.0V | 7.2Ah | Lead Acid | Insert | 34.91
EXECUTONE INFORMATION
Futura II Nurse Call System |  |  | B00227 | 12.0V | 8.0Ah | Lead Acid |  | 74.67
EXOGEN INC
2000 Stimulator |  | U1-00061 Rev D | B11199 | 10.8V | 2.1Ah | Li/SOCl2 |  | 42.11
4000+ Bone Healing System |  | 81025147 Rev O | B11523 | 18.0V | 2.1Ah | Li/SOCl2 |  | 40.37
FAIRFIELD MEDICAL PRODUCTS
Digital Pulse Tachometer |  |  | B00804 | 6.0V | 3.4Ah | Lead Acid |  | 45.51
Fetone Monitor |  |  | B10233 | 8.4V | 0.28Ah | NiCad | 3/Unit | 29.96
FERNO-ILLE
PSA 2000 Scale |  |  | B00925 | 12.0V | 12.0Ah | Lead Acid |  | 80.44
125, 128, 129 Lift Chair |  |  | B00928 | 12.0V | 18.0Ah | Lead Acid | 2/Unit | 80.72
193, 194, 196, 197 Lift Chair - Nut and Bolt Terminal |  |  | B00607 | 12.0V | 26.0Ah | Lead Acid |  | 143.78
193, 194, 196, 197 Lift Chair - Faston Terminal |  |  | B00929 | 12.0V | 26.0Ah | Lead Acid |  | 121.34
1600 Scale |  |  | B00800-3 | 1.5V | Alk-C | Alkaline | 5/Unit | 1.78
3000 Shower Trolley |  |  | B00924 | 12.0V | 7.2Ah | Lead Acid | 2/Unit | 34.91
5000, 6000, 9650 Lift |  |  | B00924 | 12.0V | 7.2Ah | Lead Acid | 2/Unit | 34.91
FIBEROPTIC MEDICAL PRODUCTS
ILS-100 Transilluminator |  |  | B11266 | 7.2V | 1.5Ah | NiCad |  | 38.92
1T-101 Light |  |  | B10715 | 7.2V | 1.6Ah | NiCad |  | 38.92
FISHER SCIENTIFIC GROUP INC
Histomatic Tissue Processor Model 266MP-Memory |  |  | B00111 | 3.6V | 0.1Ah | NiCad |  | 13.43
212Z Isotemp Freezer |  |  | B00924 | 12.0V | 7.2Ah | Lead Acid |  | 34.91
FLO HEALTHCARE
Flo 1750 Mobile Workstation |  | 3835-0016 | B11458 | 14.4V | 9.5Ah | NiMH | 4/Unit | 300
FLUKE BIOMEDICAL CORP
Impulse 4000 |  |  | B00919 | 12.0V | 2.2Ah | Lead Acid |  | 22.15
Oxitest 2000, Oxitest 7 |  | 3310-003 | B10931 | 7.2V | 1.4Ah | NiCad |  | 51.61
Safety Analyzer 5000 |  |  | B10712 | 3.0V | 1.2Ah | Li/MnO2 |  | 14.52
YA2003 Calibrator |  |  | B10910 | 12.0V | 2.5Ah | NiCad |  | 111.92
96, 97 Multimeter |  |  | B10858 | 4.8V | 2.5Ah | NiCad |  | 36.35
123 Scope Meter |  | BP120 | B11483 | 4.8V | 1.8Ah | NiCad |  | 37.43
190, 190C ScopeMeter |  | BP190 | B11432 | 7.2V | 4.5Ah | NiMH |  | 124.86
8010A, 8012A, 8050A Digital Multimeter |  |  | B10362 | 2.4V | 2.5Ah | NiCad | 2/Unit | 18.12
FUKUDA DENSHI
Cardisuny 501B |  |  | B11327 | 12.0V | 0.7Ah | NiCad |  | 41.08
Cardisuny 501 AX ECG Atrix |  |  | B00919 | 12.0V | 2.2Ah | Lead Acid |  | 22.15
Cardisuny 501 HA-Memory |  |  | OBSOLETE
DS 502 Portable Telemetry Monitor |  |  | B00932-1 | 12.0V | 2.0Ah | Lead Acid |  | 41.96
DS 5100 E Monitor |  | 10TH-3500A-WC1 | B11466 | 12.0V | 4.0Ah | NiMH |  | 169
DS 7100 Dynascope Bedside Monitor |  | T4UR18650-F-2-4644 | B11413 | 14.8V | 4.3Ah | Li/Ion | Rebuild | 240.44
FCP-211 Electro Cardiogram Analyzer-Memory |  |  | B10780 | 3.0V | 0.65Ah | Li/(CF)n |  | 12.84
FCP-2155 |  | 8-HRAAFD | B11434 | 9.6V | 1.3Ah | NiMH |  | 57.16
FUKUDA DENSHI (Cont)
FCP-4101ECG-Memory |  |  | B11524 | 3.6V | 0.85Ah | Li/SOCl2 |  | 12.4
HB310 Blood Presure Module |  | 4KF-A600 | B11118 | 4.8V | 0.65Ah | NiCad |  | 71.58
3M-33 |  | 48314 | B10835 | 12.0V | 2.5Ah | Lead Acid |  | 88.8
FUTUREMED AMERICA INC
EC3 |  |  | B00918 | 12.0V | 1.3Ah | Lead Acid |  | 15.58
Personal 210 ECG |  |  | B11119 | 12.0V | 1.8Ah | NiCad |  | 75.06
GAMBRO-ENGSTROM
AK10, MK10 Dialysis |  |  | B10281 | 9.6V | 0.27Ah | NiCad |  | 38.65
Arica Ventilator |  |  | B10588 | 9.6V | 1.6Ah | NiCad |  | 51.3
PD10 Dialysis |  |  | B00804 | 6.0V | 3.4Ah | Lead Acid |  | 45.51
9651 Kebo Scale |  |  | B00924 | 12.0V | 7.2Ah | Lead Acid |  | 34.91
GENERAL DEVICES
GEMS 2000, GEMSCOM 3000 |  |  | B10473 | 12.0V | 1.3Ah | NiCad |  | 72
GE MEDICAL SYSTEMS
AMX 110
- Complete Kit | - Complete Kit |  | B03031-10 | 120.0V | 17.0Ah | Lead Acid |  | CFI
- Battery Only | - Battery Only |  | B00830 | 12.0V | 17.0Ah | Lead Acid | 10/Unit | 137.25
AMX I
- Complete Kit | - Complete Kit |  | B03031-10 | 120.0V | 17.0Ah | Lead Acid |  | CFI
- Battery Only | - Battery Only |  | B00830 | 12.0V | 17.0Ah | Lead Acid | 10/Unit | 137.25
AMX II
- Complete Kit | - Complete Kit |  | B03032-10 | 120.0V | 17.0Ah | Lead Acid |  | CFI
- Battery Only | - Battery Only |  | B00830 | 12.0V | 17.0Ah | Lead Acid | 10/Unit | 137.25
AMX III
- Complete Kit |  |  | B03033-10 | 120.0V | 17.0Ah | Lead Acid |  | CFI
- Battery Only |  |  | B00830 | 12.0V | 17.0Ah | Lead Acid | 10/Unit | 137.25
AMX IV
- Complete Kit |  |  | B03034-9 | 108.0V | 28.0Ah | Lead Acid |  | CFI
- Battery Only (nut and bolt terminal) |  |  | B00815 | 12.0V | 28.0Ah | Lead Acid | 9/Unit | 195
- Battery Only (threaded post terminal) |  |  | B00815-1 | 12.0V | 28.0Ah | Lead Acid | 9/Unit | 195
CMX
- Complete Kit |  |  | B03037-10 | 120.0V | 17.0Ah |  |  | CFI
- Battery Only |  |  | B00830 | 12.0V | 17.0Ah | Lead Acid | 10/Unit | 137.25
LOGIQ Book Ultrasound |  | SH-250 |  |  |  |  | OEM Only
GENERAL MEDICAL IND
Novastim 800 Stimulator |  |  | B00919 | 12.0V | 2.2Ah | Lead Acid |  | 22.15
GIVEN IMAGING INC
Data Recorder 2.0 |  | BAT-0009 | B11412 | 7.2V | 4.3Ah | Li/Ion | Rebuild | 124.95
M2A Endoscopic Imaging System |  |  | B11344 | 6.0V | 7.0Ah | NiMH | Rebuild | 236.72
GOOD-LITE CO
Portable Headlight-L18065 |  |  | B10826 | 12.0V | 1.6Ah | NiCad | Rebuild | 61.93
GOULD INC
Optic Model 401527 |  |  | B10421 | 2.4V | 1.6Ah | NiCad | Rebuild | 22.96
SL-25 |  |  | B10868 | 7.2V | 2.5Ah | NiCad |  | 51.81
SP1405 Physiological Monitor |  |  | B00924 | 12.0V | 7.2Ah | Lead Acid |  | 34.91
SP1425B Cardiac Output |  |  | B00937 | 6.0V | 1.0Ah | Lead Acid |  | 21.82
SP1445 Hemodynamic Profile Computer |  |  | B10492 | 7.2V | 4.4Ah | NiCad |  | 90.81
SP1470 Oximeter |  |  | B10657 | 4.8V | 0.7Ah | NiCad |  | 20.11
SP1500, SP1510 Monitor/Defibrillator |  |  | B10200 | 24.0V | 1.6Ah | NiCad |  | 106.23
SP1606 Doptone-Fetal Pulse Detector |  |  | B10381 | 12.0V | 1.6Ah | NiCad | Rebuild | 76.13
SP2004 Blood Flow Monitor |  |  | B00924 | 12.0V | 7.2Ah | Lead Acid |  | 34.91
SP2009 Recorder |  |  | B00924 | 12.0V | 7.2Ah | Lead Acid |  | 34.91
SP2120 Display Monitor |  |  | B00906 | 6.0V | 7.0Ah | Lead Acid | 2/Unit | 20.64
SP2204 Blood Flow Monitor |  |  | B00906 | 6.0V | 7.0Ah | Lead Acid | 2/Unit | 20.64
SP2204 Recorder |  |  | B01038 | 12.0V | 5.0Ah | Lead Acid |  | 151.47
TR3000 Ophthalmic Diathermy Unit |  |  | B10256 | 24.0V | 1.6Ah | NiCad | Rebuild | 125.45
GRAHAM-FIELD INC
11-1099 Mini Echo Sounder |  |  | B10680 | 7.2V | 0.27Ah | NiCad | Rebuild | 28.55
Lumex Sure Lift P2 |  |  | B11167 | 14.4V | 1.3Ah | NiCad | Rebuild | 70.79
GRAMS MEDICAL
120 Light Source |  | BP-124 | B11178 | 4.0V | 2.5Ah | Lead Acid | Rebuild | 37.72
GRASON STADLER INC
GSI 17 Audiometer |  | 8410-0060 | B10827 | 7.2V | 1.6Ah | NiCad |  | 42.44
GSI 37 Auto Tymp |  |  | B11029 | 7.2V | 0.225Ah | NiCad |  | 50.4
GSI 70 Audiometer |  | 1770-9672 | B11190 | 7.2V | 1.1Ah | NiCad |  | 50.1
GRIESHABER & CO
Intra Ocular Membrane Peeler/Cutter Type 625.55 |  |  | B10410 | 7.2V | 0.7Ah | NiCad | 2/Unit | 26.63
GYNECO INC
138 Thermal Cautery System |  |  | B00914 | 6.0V | 12.0Ah | Lead Acid |  | 29.2
HALL SURGICAL
Arthroscope |  |  | B00804 | 6.0V | 3.4Ah | Lead Acid | 2/Unit | 45.51
Arthrotome 5039-02, 5039-16 |  |  | B00919 | 12.0V | 2.2Ah | Lead Acid |  | 22.15
HAMILTON MEDICAL INC
Galileo Ventilator |  |  | B00922-2 | 12.0V | 5.0Ah | Lead Acid |  | 26.68
HARVARD CLINICAL TECHNOLOGY
Harvard 1 Syringe Pump |  | 9250-118 Rev A | B11425 | 7.4V | 6.0Ah | Li/Ion | Rebuild | 179.83
Harvard 2 Syringe Pump |  | HV-9250-003 | B11229 | 3.6V | 5.0Ah | NiCad | 2/Unit | 65.22
PCA, PCA-1 Pump-6464001 |  |  | B00918 | 12.0V | 1.3Ah | Lead Acid |  | 15.58
2001-001 Syringe Pump |  |  | B11415 | 7.2V | 6.0Ah | Li/Ion | Rebuild | 179.83
HEALTHDYNE TECHNOLOGIES
Nitewatch Recorder |  |  | B11084 | 6.0V | 2.5Ah | NiCad |  | 64.31
150 Power Pack |  |  | B10774 | 8.0V | 5.0Ah | Lead Acid |  | 102.14
900 Series Apnea Monitor |  |  | B10507 | 6.0V | 2.5Ah | NiCad |  | 45.14
9000 Apnea Monitor |  |  | B10823 | 8.0V | 2.5Ah | Lead Acid |  | 61.83
16900, 16912 Monitor |  |  | B10581 | 10.0V | 5.0Ah | Lead Acid |  | 132.08
HEALTH-O-METER INC
431KL, 432KL Scale |  |  | B00804 | 6.0V | 3.4Ah | Lead Acid |  | 45.51
450, 452KL, 460, 481, 482, 483, 492, 495KL Scale |  |  | B00804 | 6.0V | 3.4Ah | Lead Acid |  | 45.51
551KL, 591KL, 592 Scale |  |  | B00804 | 6.0V | 3.4Ah | Lead Acid |  | 45.51
551 KLS |  |  | B00938 | 6.0V | 2.8Ah | Lead Acid |  | 24.17
552KL Scale |  |  | B00938 | 6.0V | 2.8Ah | Lead Acid |  | 24.17
592KL Scale |  |  | B00938 | 6.0V | 2.8Ah | Lead Acid |  | 24.17
| or |  | B00804 | 6.0V | 3.4Ah | Lead Acid |  | 45.51
595KL Scale |  |  | B00407 | 6.0V | 2.6Ah | Lead Acid |  | 26.18
2000, 2100, 2101, 2200 Scale - Check Polarity |  |  | B10683 | 8.0V | 2.5Ah | Lead Acid |  | 61.83
| or |  | B11305 | 8.0V | 2.5Ah | Lead Acid |  | 59.56
2400, 2500, 2600 Scale |  |  | B10122 | 8.0V | 2.5Ah | Lead Acid |  | 61.83
2500KL Scale |  |  | B10683 | 8.0V | 2.5Ah | Lead Acid |  | 61.83
63653, 63719 Pediatric Scale |  |  | B00804 | 6.0V | 3.4Ah | Lead Acid |  | 45.51
HEALTHTEK INC
E M S Model 3000 |  |  | B00918 | 12.0V | 1.3Ah | Lead Acid |  | 15.58
HEINE USA LTD
Alpa D-80.1 Otoscope |  | M2Z | B11213 | 2.4V | 0.7Ah | NiCad | Rebuild | 13.76
Light Source |  |  | B10999 | 6.0V | 1.2Ah | NiCad | Rebuild | 41.79
Model S7307 Scale |  |  | B11104 | 7.2V | 0.7Ah | NiCad |  | 25.17
HELENA LABORATORIES CORP
A2P Coagulation Timer |  | 9B025012 | B11352 | 7.2V | 4.4Ah | NiCad |  | 92.51
Aktalyke Coagulator Test Module |  |  | B01386 | 12.0V | Alk | Alkaline |  | 2.01
HELLIGE INC
1010502 Physio Monitor |  |  | B10955 | 12.0V | 1.8Ah | NiCad |  | 111.1
HENLEY INTERNATIONAL
Sonopulse 64, 463, 464 |  |  | B00919 | 12.0V | 2.2Ah | Lead Acid |  | 22.15
HILL-ROM CO INC
Active Care DVT System |  | 503-A-0001-01 | B11350 | 7.2V | 1.8Ah | NiMH | Rebuild | 52.69
Affinity III Bed |  |  | B00924-1 | 12.0V | 7.2Ah | Lead Acid | 2/Unit | 34.91
Criticare Bed Scale |  |  | B00903-2 | 12.0V | 3.8Ah | Lead Acid |  | 31.24
Century CC Scale-Pack |  |  | B01005 | 6.0V | 2.5Ah | Lead Acid |  | 61.04
Century CC Scale-Block |  |  | B00938 | 6.0V | 2.8Ah | Lead Acid |  | 24.17
Nurse Call |  |  | B01664 | 3.0V | 0.56Ah | Li/SO2Cl2 |  | 2.18
TotalCare Bed |  |  | B00924-1 | 12.0V | 7.2Ah | Lead Acid |  | 34.91
TotalCare Bed - Intellidrive |  |  | B01094 | 12.0V | 13.0Ah | Lead Acid | 2/Unit | 219.18
VersaCare Bed |  |  | B00621 | 12.0V | 12.0Ah | Lead Acid | 2/Unit | 66.56
HOSPIRA INC
Symbiq Infusion Pump |  | HSP3566-E06 |  |  |  |  | OEM Only
Plum A+ Infusion Pump | [6 empty] | OEM Only
HOSPITAK INC
TOTE-A-NEB 1500 |  |  | B00938 | 6.0V | 2.8Ah | Lead Acid | 2/Unit | 24.17
IMED CORP
Gemini PC-1-Model 1310 |  |  | B00813 | 6.0V | 7.2Ah | Lead Acid |  | 29.5
Gemini PC-1, PC-2, PC-4 Memory |  |  | B10761 | 4.8V | 0.08Ah | NiMH |  | 13.56
Gemini PC-2-Clock |  |  | B00115 | 3.0V | Lith | Li/MnO2 |  | 9.09
Gemini PC-2-Model 1320 |  |  | B00821 | 6.0V | 12.0Ah | Lead Acid |  | 36
Gemini PC-2TX |  |  | B00821 | 6.0V | 12.0Ah | Lead Acid |  | 36
Gemini PC-4 Pump |  |  | B00885 | 12.0V | 3.4Ah | Lead Acid |  | 51.5
800, 900 Series Infusion Pump |  |  | B00821 | 6.0V | 12.0Ah | Lead Acid |  | 36
IMEX MEDICAL SYSTEMS
CT + Doppler |  |  | B10634 | 12.0V | 0.25Ah | NiMH |  | 54.38
DOP-CT Doppler |  |  | B10634 | 12.0V | 0.25Ah | NiMH |  | 54.38
Free DOP Probe |  |  | B11051 | 7.2V | 0.17Ah | NiMH |  | 40.03
Pocket Doppler II |  |  | B10883 | 1.2V | 0.85Ah | NiCad | 2/Unit | 4.03
Pocket Doppler III |  |  | B00108 | 8.4V | 0.18Ah | NiMH |  | 15.39
Pocket Doppler With Earpiece |  |  | B00115 | 3.0V | Lith | Li/MnO2 |  | 9.09
Transfer Chair Scale |  |  | B11172 | 9.6V | 0.7Ah | NiCad |  | 29.64
7000 PLU |  |  | B00924 | 12.0V | 7.2Ah | Lead Acid |  | 34.91
IMPACT MEDICAL CORP
Vac-Pac Portable Aspirator |  |  | B10359 | 12.0V | 3.8Ah | Lead Acid |  | 70.99
302 Suction Pump |  |  | B00804 | 6.0V | 3.4Ah | Lead Acid | 2/Unit | 45.51
305, 305G, 305GR Suction Pump |  |  | B10951 | 12.0V | 5.0Ah | Lead Acid |  | 44.15
306 Suction Pump |  |  | B00906 | 6.0V | 7.0Ah | Lead Acid | 2/Unit | 20.64
308, 308GR Suction Pump |  |  | B11226 | 12.0V | 2.8Ah | Lead Acid |  | 50.06
315 Suction Pump |  |  | B00904 | 6.0V | 4.5Ah | Lead Acid | 2/Unit | 13.09
321 Suction Pump |  |  | B00355 | 12.0V | 2.0Ah | Lead Acid |  | 31.5
325M Suction Pump |  |  | B11227 | 12.0V | 5.0Ah | Lead Acid |  | 44.15
706, 707 Ventilator |  |  | B00918 | 12.0V | 1.3Ah | Lead Acid |  | 15.58
750 Ventilator |  |  | B10483 | 12.0V | 3.8Ah | Lead Acid |  | 76.09
754 Eagle Univent Ventilator |  |  | B11152 | 12.0V | 5.0Ah | Lead Acid |  | 78.83
INFRASONICS INC
Adult Star 1010, 1500 |  |  | B00924 | 12.0V | 7.2Ah | Lead Acid |  | 34.91
Adult Star 2000 |  |  | B10878 | 12.0V | 7.5Ah | Lead Acid |  | 55.82
Adult Star-Memory |  |  | B10785 | 4.8V | 0.11Ah | NiCad |  | 24.25
Infant Star Ventilator |  |  | B10584 | 10.0V | 2.5Ah | Lead Acid |  | 75.59
Infant Star 100 Ventilator |  |  | B00918 | 12.0V | 1.2Ah | Lead Acid |  | 15.58
Star Sync |  |  | B10785 | 4.8V | 0.11Ah | NiCad |  | 24.25
INNERSPACE / DATEL CORP
MedCart Electronic Lock - AA Pack |  | KE-BT | B11474 | 12.0V | Alk | Alkaline |  | 17.13
INSTROMEDIX INC
Heart Card 3X-Model 5329-00 |  |  | B11097 | 3.0V | 0.035/0.27Ah | Li/MnO2 |  | 4.95
INSTRUMENTATION LABORATORY
GEMPCL Portable Coagulation Machine |  | EA1AA721011 | B11225 | 8.4V | 0.8Ah | NiCad | Rebuild | 57.56
IL402, IL404, IL406, IL407 |  |  | B01203 | 4.5V | Alk | Alkaline |  | 15.1
INTELLIGENT MEDICAL SYSTEMS
2000A First Temp Thermometer-3" Tall |  |  | B10316 | 2.4V | 2.2Ah | NiCad |  | 24.47
2000A First Temp Thermometer-4.75" Tall |  |  | B10363 | 2.4V | 4.4Ah | NiCad |  | 30.84
INTERNATIONAL TECHNIDYNE
Hemochron 401 |  |  | B10600 | 7.2V | 1.6Ah | NiCad |  | 35.39
Hemochron 801-HE5-4 |  |  | B10777 | 7.2V | 2.2Ah | NiCad |  | 57.65
Hemochron 8000 |  |  | B11065 | 12.0V | 5.0Ah | NiCad |  | 198.05
Hemochron Jr |  |  | B11138 | 7.2V | 0.7Ah | NiCad |  | 30.16
Hemochron Jr Signature HE-SIG |  | HJ6011X | B11225 | 8.4V | 0.8Ah | NiCad | Rebuild | 57.56
Hemochron Jr Signature Plus PSIG |  | HJ7343X Rev O | B11447 | 8.4V | 1.65Ah | NiMH | Rebuild | 63
Hemochron Response |  | HR1217X | B11206 | 7.2V | 5.0Ah | NiCad |  | 111.88
INVACARE CORP
Reliant Patient Lift |  |  | B00919-2 | 12.0V | 2.9Ah |  | 2/Unit | 31.76
Reliant RPS350-1 Patient Lift |  |  | B00919-2 | 12.0V | 2.9Ah | Lead Acid | 2/Unit | 31.76
Reliant 450, 600 Patient Lift |  |  | B00919-2 | 12.0V | 2.9Ah | Lead Acid | 2/Unit | 31.76
Venture 2 Patient Lift |  |  | B00919-2 | 12.0V | 2.9Ah | Lead Acid | 2/Unit | 31.76
INVACARE CORP (Cont)
40 Liquid O2 Tank |  |  | B11439 | 9.0V | 0.19Ah | Li/MnO2 |  | 10.82
220 Scooter |  |  | B00926 | 12.0V | 12.0Ah | Lead Acid | 2/Unit | 58.57
1500 Tub Lift |  |  | B00928-1 | 12.0V | 18.0Ah | Lead Acid |  | 80.72
INVIVO RESEARCH INC
Millennia 3500 Vital Signs Monitor |  |  | B00932 | 12.0V | 2.3Ah | Lead Acid |  | 37.46
Millennia 3500 Vital Signs Monitor - Memory |  |  | B01803-1 | 3.0V | 0.042Ah | Li/MnO2 |  | 2.52
Omega 500, 1000, 1100, 1500, 1600, 5000 Blood Pressure Monitor |  |  | B00924 | 12.0V | 7.2Ah | Lead Acid |  | 34.91
Omega 1000 Clock Battery |  |  | B01203 | 4.5V | Alk | Alkaline |  | 15.1
Omega 1400 Blood Pressure Monitor |  |  | B00317 | 12.0V | 2.3Ah | Lead Acid |  | 29.48
Omega 1445 NIBM SaO2 |  |  | B00919 | 12.0V | 2.2Ah | Lead Acid |  | 22.15
Omega 5600 NIBP Monitor |  |  | B01070 | 8.0V | 2.5Ah | Lead Acid |  | 75.52
Omega 5600 Pulse Oximeter |  |  | B01049 | 8.0V | 2.5Ah | Lead Acid |  | 60.13
3150 MRI |  |  | B00924 | 12.0V | 7.2Ah | Lead Acid | 4/Unit | 34.91
3155 Monitor |  |  | B00932 | 12.0V | 2.3Ah | Lead Acid | 3/Unit | 37.46
3600 M6 Vital Signs Monitor |  | ME202A | B11529 | 11.1V | 6.6Ah | LiIon |  | 119
4500 MRI |  |  | B00919 | 12.0V | 2.2Ah | Lead Acid |  | 22.15
4500, 4500+, 4500S Pulse Oximeter |  |  | B01070 | 8.0V | 2.5Ah | Lead Acid |  | 75.52
4500 Scout Mini O2 Monitor |  |  | B10795 | 4.8V | 1.6Ah | NiCad |  | 30.06
IVAC CORP
Mini Med III Infusion System-MMT-9500 (Siemens) |  |  | B10805 | 3.6V | 1.7Ah | NiCad | Insert | 26.13
Mini Med III Memory |  |  | B11008 | 3.0V | 2.5Ah | Li/MnO2 |  | 23.83
230 Infusion Controller |  |  | B10024 | 12.0V | 0.7Ah | NiCad |  | 53.12
260, 262, 262A Infusion Controller |  |  | B10128 | 12.0V | 2.5Ah | Lead Acid |  | 95.83
280 Keofeed II Infusion Pump |  |  | B00804 | 6.0V | 3.4Ah | Lead Acid | SOWHC | 45.51
500 Keofeed Infusion Pump |  |  | B00919 | 12.0V | 2.2Ah | Lead Acid |  | 22.15
530 Infusion Pump |  |  | B10024 | 12.0V | 0.7Ah | NiCad |  | 53.12
560, 565 Variable Pressure Pump |  |  | B10128 | 12.0V | 2.5Ah | Lead Acid |  | 95.83
570 Variable Pressure Pump |  |  | B10128 | 12.0V | 2.5Ah | Lead Acid |  | 95.83
580, 580EE, 590, 590EE, 599 Infusion Pump |  |  | B00804 | 6.0V | 3.4Ah | Lead Acid | SOWHC | 45.51
600 Volumetric Pump |  |  | B10024 | 12.0V | 0.7Ah | NiCad |  | 53.12
811, 817, 821, 821A 822 Electronic Thermometer |  |  | B10076 | 4.8V | 0.7Ah | NiCad |  | 21.87
1500 Infu-Check |  |  | B10181 | 12.0V | 1.6Ah | NiCad |  | 66.89
2000 Electronic Thermometer |  |  | B10172 | 4.8V | 0.7Ah | NiCad |  | 16.58
3000 Keofeed Infusion Pump |  |  | B00919 | 12.0V | 2.2Ah | Lead Acid |  | 22.15
3080 Keofeed Infusion Pump |  |  | B00804 | 6.0V | 3.4Ah | Lead Acid | SOWHC | 45.51
4000, 4200, 5200 Vital Check Monitor |  |  | B10167 | 12.0V | 2.5Ah | Lead Acid |  | 82.32
IVION CORP
KIDS Pump |  |  | B10075 | 7.2V | 4.4Ah | NiCad |  | 94.09
Trilogy Pump |  |  | B01071 | 8.0V | 5.0Ah | Lead Acid |  | 96.43
2000 Infusion Pump |  |  | B01049 | 8.0V | 2.5Ah | Lead Acid |  | 60.13
5000 Infusion Pump |  |  | B10290 | 6.0V | 0.8Ah | NiCad |  | 48.59
6000, 6006 Infusion Pump |  |  | B10168 | 7.2V | 2.5Ah | NiCad |  | 47.83
7000, 7200, 7200D Infusion Pump |  |  | B10075 | 7.2V | 4.4Ah | NiCad |  | 94.09
IVY BIOMEDICAL SYSTEMS
201, 202, 401, 402, 403, 404 Monitor |  |  | B10333 | 12.0V | 2.8Ah | Lead Acid |  | 31.83
303, 303A Monitor |  |  | B10333 | 12.0V | 2.8Ah | Lead Acid | 2/Unit | 31.83
504 Recorder |  |  | B00918 | 12.0V | 1.3Ah | Lead Acid | 2/Unit | 15.58
700, 701, 702, 704 Monitor |  |  | B00906 | 6.0V | 7.0Ah | Lead Acid | 2/Unit | 20.64
705, 706 Monitor |  |  | OBSOLETE
2310 Monitor |  |  | B10333 | 12.0V | 2.8Ah | Lead Acid |  | 31.83
J C EMERSON
3MV Ventilator |  |  | B10629 | 9.6V | 0.28Ah | NiCad |  | 36.5
JERON ELECTRONIC SYSTEMS INC
EC-610 Nurse Call |  |  | B00922-2 | 12.0V | 5.0Ah | Lead Acid | 2/Unit | 26.68
JONES MEDICAL INSTRUMENTS
Satellite Spriometer |  |  | B10939 | 7.2V | 0.7Ah | NiCad |  | 38.97
JOSTRA INC
Rotaflow Centrifugal Pump System |  | PA-A959-AF | B11384 | 24.0V | 5.0Ah | NiCad |  | 370.79
KEITHLEY INSTRUMENTS INC
602 Electrometer |  |  | B01324 | 9.0V | C/Z | Carbon Zinc |  | 16.78
35055 Digital Dosimeter |  |  | B10015 | 6.0V | 2.5Ah | Lead Acid |  | 49.78
KELLER MEDICAL SPECIALTIES
KMS 850, 950 |  |  | B00933 | 12.0V | 2.0Ah | Lead Acid |  | 44.47
KELVINATOR SCIENTIFIC
Audio Alarm |  |  | B00924 | 12.0V | 7.2Ah | Lead Acid |  | 34.91
Freezer Alarm UC26F-6-040 |  |  | B00922-2 | 12.0V | 5.0Ah | Lead Acid |  | 26.68
KINETIC CONCEPTS INC
Model 800 |  |  | B00919 | 12.0V | 2.2Ah | Lead Acid |  | 22.15
KinAir Bed-Temp Transport |  |  | B00249 | 12.0V | 33.0Ah | Lead Acid |  | 177.02
VAC ATS Wound Vacuum |  | M3252795-A | B11482 | 12.0V | 3.7Ah | NiMH |  | 173.53
315B Vacuum Assisted Closure |  |  | B00919 | 12.0V | 2.2Ah | Lead Acid |  | 22.15
KONTRON INSTRUMENTS
Cutaneous CO2 Monitor |  |  | B00914 | 6.0V | 12.0Ah | Lead Acid |  | 29.2
Inter ECG Simulator |  |  | B00804 | 6.0V | 3.4Ah | Lead Acid |  | 45.51
KAAT, KAAT+, KAAT II+ Balloon Pump |  |  | B00928-1 | 12.0V | 18.0Ah | Lead Acid | 2/Unit | 80.72
KAAT K2000 Balloon Pump |  |  | B00607 | 12.0V | 26.0Ah | Lead Acid |  | 143.78
7 Balloon Pump |  |  | B00914 | 6.0V | 12.0Ah | Lead Acid |  | 29.2
27 Balloon Pump |  |  | B00903-2 | 6.0V | 3.8Ah | Lead Acid |  | 31.24
105, 205 Monitor |  |  | B00924 | 12.0V | 7.2Ah | Lead Acid |  | 34.91
400, 470 |  |  | B00919 | 12.0V | 2.2Ah | Lead Acid |  | 22.15
820 Monitor |  |  | B01001 | 2.0V | 2.5Ah | Lead Acid |  | 12.06
1010, 1020, 1022, 1030 Arteriosonde |  |  | B10035 | 12.0V | 1.6Ah | NiCad | SOCWH | 56.64
4390 Virtual System |  |  | B10333 | 12.0V | 2.8Ah | Lead Acid |  | 31.83
7141 Monitor |  |  | B00919 | 12.0V | 2.2Ah | Lead Acid |  | 22.15
7142 Microgas Monitor |  |  | B00924 | 12.0V | 7.2Ah | Lead Acid |  | 34.91
7143 Micro Recorder, 7501 Defibrillator |  |  | B00919 | 12.0V | 2.2Ah | Lead Acid |  | 22.15
7640 Microgas Monitor |  |  | B00924 | 12.0V | 7.2Ah | Lead Acid |  | 34.91
7800, 7820 Monitor/Defibrillator |  |  | B10971 | 24.0V | 1.6Ah | NiCad |  | 141.48
8200 Monitor |  |  | B01014 | 2.0V | 2.5Ah | Lead Acid |  | 17.4
7840200, 7845000 Oximeter |  |  | B00937 | 6.0V | 1.0Ah | Lead Acid |  | 21.82
KOWA OPTIMED INC
SL-14 Slit Lamp |  | ASL-PP14 | B11473 | 7.2V | 1.95Ah | NiMH | Rebuild | 76.9
KROWN RESEARCH INC
Porta View PV20 |  |  | B11303 | 6.0V | 1.5Ah | NiCad |  | 34.49
TDD Device
| 1/2 D Pack |  | B10677 | 6.0V | 2.2Ah | NiCad |  | 50.1
| Sub C Pack |  | B10830 | 6.0V | 1.6Ah | NiCad |  | 34.49
TTY Machine |  |  | B10652 | 6.0V | 2.2Ah | NiCad |  | 51.86
LADD MEDICAL
J3000 Pressure Monitor |  |  | B00904 | 6.0V | 4.5Ah | Lead Acid |  | 13.09
J7000 Pressure Monitor |  |  | B00902 | 6.0V | 1.2Ah | Lead Acid |  | 10.6
LAERDAL MEDICAL CORP
Heart Aid 80, 88 |  |  | B01024 | 12.0V | 2.5Ah | Lead Acid |  | 89.35
Heart Aid 95 |  |  | B00924 | 12.0V | 7.2Ah | Lead Acid |  | 34.91
Heart Aid 1000 |  |  | B00918 | 12.0V | 1.3Ah | Lead Acid |  | 15.58
Heart Start 911 |  |  | B00932 | 12.0V | 2.3Ah | Lead Acid |  | 37.46
Heart Start 1000 Training |  |  | B00924 | 12.0V | 7.2Ah | Lead Acid |  | 34.91
Heart Start 2000, 3000, 4000 Defibrillator |  |  | B00932-1 | 12.0V | 2.0Ah | Lead Acid |  | 41.96
Heart Start 2000, 3000, 4000 Memory |  |  | B00119 | 3.0V | 0.56Ah | Li/MnO2 |  | 3.69
Pace Aid 53 |  |  | B00918 | 12.0V | 1.3Ah | Lead Acid |  | 15.58
7050 Suction Unit |  | 791205 | B10025 | 12.0V | 1.6Ah | NiCad |  | 80.3
770000 Premier Suction Unit |  | 770700 | B00804 | 6.0V | 3.4Ah | Lead Acid |  | 45.51
780000, 780010, 780020 Suction Unit |  | 780400 | B00932 | 12.0V | 2.3Ah | Lead Acid |  | 37.46
790009, 790010, 790012, 790013, 790017 Suction Unit |  | 791205 | B10025 | 12.0V | 1.6Ah | NiCad |  | 80.3
880001, 880005 Suction Unit |  |  | B00811 | 12.0V | 1.3Ah | Lead Acid |  | 39.5
880020 Compact Suction Unit |  | 884301 | B11310 | 12.0V | 2.5Ah | Lead Acid |  | 97.85
LIFE SCIENCE INSTRUMENTATION
LS1 Digital Heart Monitor |  |  | B01609 | 1.2V | 0.7Ah | NiCad | 4/Unit | 3.25
LS5 Monitor |  |  | B00924 | 12.0V | 7.2Ah | Lead Acid |  | 34.91
LS14, LS24 Monitor |  |  | B00919 | 12.0V | 2.2Ah | Lead Acid |  | 22.15
LS285 Defibrillator |  |  | B00919 | 12.0V | 2.2Ah | Lead Acid |  | 22.15
VPD 261 Defibrillator |  |  | B00924 | 12.0V | 7.2Ah | Lead Acid |  | 34.91
LIFECARE INTERNATIONAL INC
Freeway Nebulizer |  |  | B00804 | 6.0V | 3.4Ah | Lead Acid | 2/Unit | 45.51
PLV100, PLV102 Ventilator |  | 35277 Rev 53 | B10704 | 6.0V | 2.5Ah | Lead Acid | 2/Unit | 48.08
PLV100, PLV102 Alarm Battery |  |  | B00111 | 3.6V | 0.1Ah | NiCad |  | 13.43
LIFELINE SYSTEMS INC
ERC 400 Base Unit |  |  | B00906 | 6.0V | 7.0Ah | Lead Acid | 4/Unit | 20.64
H101 Communicator |  |  | B00902 | 6.0V | 1.2Ah | Lead Acid |  | 10.6
H102 Communicator |  |  | B00904 | 6.0V | 4.5Ah | Lead Acid |  | 13.09
HC102 AutoDial |  |  | B00905 | 6.0V | 4.5Ah | Lead Acid |  | 16.72
HC102E, HC102ES, LC202E |  |  | B00937 | 6.0V | 1.0Ah | Lead Acid |  | 21.82
RC Switchboard |  |  | B00906 | 6.0V | 7.0Ah | Lead Acid |  | 20.64
Switchboard |  |  | B00914 | 6.0V | 12.0Ah | Lead Acid |  | 29.2
4000, 5000, 5200, 5500 AutoDial |  |  | B10789 | 6.0V | 1.0Ah | Lead Acid |  | 31.32
6200, 6500, 6600, 8500, 9000 Care Giver |  |  | B00903 | 6.0V | 0.5Ah | Lead Acid |  | 15.5
LIFE-TECH INC
MS-1B Nerve Stimulator |  |  | B01207 | 7.5V | Alk | Alkaline |  | 12.89
LIKO INC
Likorall R2R Patient Lift |  |  | B00919-4 | 12.0V | 2.4Ah | Lead Acid | 2/Unit | 40.37
Likorall 243 ES |  |  | B00919-4 | 12.0V | 2.4Ah | Lead Acid | 2/Unit | 40.37
Sabina Patient Lift |  |  | B00919-2 | 12.0V | 2.9Ah | Lead Acid | 2/Unit | 31.76
Golvo 7007ES Patient Lift |  |  | B00919-2 | 12.0V | 2.9Ah | Lead Acid |  | 31.76
LINVATEC
PRO 3020 |  |  | B11451 | 12.0V | 0.6Ah | NiCad | Rebuild | 52.03
PRO 3115 |  |  | B11275 | 9.6V | 1.25Ah | NiCad | Rebuild | 40.95
LIONVILLE SYSTEMS INC
iCart/PC |  |  | B01095 | 12.0V | 16.0Ah | Lead Acid | 2/Unit | 234.58
iPoint Mobile Computing Cart |  |  | B01099 | 12.0V | 26.0Ah | Lead Acid |  | 356.79
600 Med Cart |  |  | B00906 | 6.0V | 7.0Ah | Lead Acid | 2/Unit | 20.64
800 Med Cart |  |  | B00906 | 6.0V | 7.0Ah | Lead Acid | 2/Unit | 20.64
5100LT Medcart |  |  | B01095 | 12.0V | 16.0Ah | Lead Acid |  | 234.58
624D Drug Cart |  |  | B00922-2 | 12.0V | 5.0Ah | Lead Acid |  | 26.68
LORAD MEDICAL SYSTEMS
RT125 |  |  | B00831 | 12.0V | 33.0Ah | Lead Acid | 10/Unit | 208.1
LSE MEDICAL PRODUCTS INC
Telemetry Monitor 1-10 |  |  | B10128 | 12.0V | 2.5Ah | Lead Acid |  | 95.83
Telemetry Transmitter |  |  | B10105 | 6.0V | 0.28Ah | NiCad |  | 23.91
LUMISCOPE CO INC
Astrogragh III |  |  | B00919 | 12.0V | 2.2Ah | Lead Acid |  | 22.15
Digital Blood Pressure |  |  | B01000 | 1.2V | 2.5Ah | NiCad | 4/Unit | 5.87
LUXTEC
UltraLite Headlight System |  |  | B11323 | 6.0V | 0.7Ah | NiMH |  | 97.17
MANREX LTD
Powedercrush Pill Crusher |  | XLK-48AA800 | B11471 | 12.0V | 0.8Ah | NiCad | 2/Unit | 65.8
MANSFIELD CARDIAC ASSIST
Intra/Aortic Balloon Pump 1300 |  |  | B00607 | 12.0V | 26.0Ah | Lead Acid | 2/Unit | 143.78
Intra/Aortic Balloon Pump 1300M |  |  | B00934 | 12.0V | 33.0Ah | Lead Acid | 2/Unit | 170.51
Intra/Aortic Balloon Pump 3000 |  |  | B00928-1 | 12.0V | 18.0Ah | Lead Acid | 2/Unit | 80.72
MAQUET
Alphamaxx 1133.12 OR Table |  |  | B00928-1 | 12.0V | 18.0Ah | Lead Acid | 2/Unit | 80.72
Alpha Star OR Table |  | 8512C-15G5 | B00928-1 | 12.0V | 18.0Ah | Lead Acid | 2/Unit | 80.72
OR Table 1130.01 |  |  | B00926 | 12.0V | 12.0Ah | Lead Acid | 4/Unit | 58.57
Servo i Ventilator |  | 6487180E407E |  |  |  |  | OEM Only
Telemaquet IR Remote |  |  | B11456 | 10.8V | 0.25Ah | NiCad |  | 44.47
MARCAL MEDICAL INC
3100, 3400 Infusion Pump |  |  | B01001 | 2.0V | 2.5Ah | Lead Acid | 3/Unit | 12.06
MARCO OPHTHALMIC
SA BAT 1000 Brightness Tester |  |  | B11252 | 4.8V | 0.7Ah | NiCad |  | 31.35
MARQUEST MEDICAL PRODUCTS
Pulsox VII Oxygen Monitor |  |  | B10265 | 7.2V | 1.0Ah | NiCad |  | 59.9
MARQUETTE ELECTRONICS
CardioServ 360 Defibrillator |  | 92916531 | B11273 | 18.0V | 0.7Ah | NiCad | Rebuild | 58.12
Case 12/15 Micro Processor |  |  | B11129 | 3.6V | 0.6Ah | NiCad |  | 30.83
Dash 1000 |  | 303-444-09 | B11208 | 12.0V | 2.0Ah | NiCad |  | 170.51
Dash 2000 |  | 92916781 Rev B | B11325 | 12.0V | 2.5Ah | NiCad |  | 179.32
Dash 3000, 4000 |  |  | B11194 | 11.1V | 4.2Ah | Li/Ion | 2/Unit | 250
Eagle Monitor |  | 406679-003 | B10701 | 12.0V | 1.8Ah | NiCad |  | 101.87
Eagle Monitor-Memory |  |  | B00855 | 3.0V | Lith | Li/MnO2 |  | 7.73
Eagle 4000 Patient Montior |  | 420315-001 | B11116 | 12.0V | 1.8Ah | NiCad |  | 100.11
EMS-BP711 BP Monitor |  |  | B00918 | 12.0V | 1.3Ah | Lead Acid |  | 15.58
Mac PC ECG Recorder |  |  | B10412 | 19.2V | 1.6Ah | NiCad |  | 113.18
Mac VU ECG Monitor |  |  | B01094 | 12.0V | 13.0Ah | Lead Acid | 2/Unit | 219.18
Mac 2 Monitor-Memory |  |  | B00111 | 3.6V | 0.1Ah | NiCad |  | 13.43
Mac 6 ECG Recorder |  |  | B10412 | 19.2V | 1.6Ah | NiCad |  | 113.18
Mac 8, Mac Personal Monitor |  |  | B10889 | 19.2V | 4.4Ah | NiCad |  | 256.89
Mac 12 Recorder |  |  | B00111 | 3.6V | 0.1Ah | NiCad | 2/Unit | 13.43
Mac 12, Mac 15 Recorder-Upgrade |  |  | B10068 | 3.6V | 0.6Ah | NiCad |  | 22.91
Mac 1000, 1200 |  | 303-442-70 | B11117 | 18.0V | 1.3Ah | NiCad |  | 85.84
Mac 1000, 1200 - Memory |  |  | B00893-4 | 3.0V | 0.25Ah | Li/(CF)n |  | 6.48
Mac 1200 - Clock |  |  | B10892 | 3.0V | 0.85Ah | Li/(CF)n |  | 9.16
Mac 5000 | [6 empty] | OEM Only
Seer MC - Memory |  |  | B01802-1 | 3.0V | 0.035Ah | Li/MnO2 |  | 4.36
Smart-Pac II Display |  |  | B10576 | 12.0V | 2.5Ah | NiCad | Insert | 117
Solar 9500 |  | 413079-005 Rev C | B11242 | 13.2V | 0.8Ah | NiCad |  | 109.24
Tram 200 Memory |  |  | B00855 | 3.0V | 1.0Ah | Li/MnO2 |  | 7.73
Tram 450SL Memory |  |  | B00855 | 3.0V | 1.0Ah | Li/MnO2 |  | 7.73
46 Monitor/Defibrillator |  |  | B10148 | 24.0V | 1.6Ah | NiCad |  | 136.67
900 Monitor/Defibrillator/Recorder |  |  | B10676 | 24.0V | 1.6Ah | NiCad | Rebuild | 108.19
901 Monitor |  |  | B00932-1 | 12.0V | 2.0Ah | Lead Acid |  | 41.96
1200, 1500 Monitor/Defibrillator - Lead Acid | [6 empty] | OEM Only
1200, 1500 Monitor/Defibrillator - NiCad |  |  | B10676 | 24.0V | 1.6Ah | NiCad | Rebuild | 108.19
2230N, 2310N, 2330N ECG Monitor |  |  | B10333 | 12.0V | 2.8Ah | Lead Acid |  | 31.83
4200 Tram System |  |  | B00932-1 | 12.0V | 2.0Ah | Lead Acid |  | 41.96
7010, 7200 Tram System |  |  | B00932-1 | 12.0V | 2.0Ah | Lead Acid |  | 41.96
7010 Memory Battery |  |  | B00111 | 3.6V | 0.1Ah | NiCad |  | 13.43
7200 Tram Smart-Pac Display |  |  | B10576 | 12.0V | 2.5Ah | NiCad | Insert | 117
7700-Memory Back-Up |  |  | B00111 | 3.6V | 0.1Ah | NiCad |  | 13.43
8500 Holter Recorder |  |  | B01325 | 1.5V | Alk | Silver Oxide |  | 0.84
MARTEL INSTRUMENTS
I-Stat Printer Model MCP9819-065 |  | MJ09 | B11464 | 4.8V | 1.7Ah | NiMH |  | 31.9
MASIMO CORP
Radical, Radical 7 Pulse Oximeter |  | 1315 | B11328 | 4.8V | 1.65Ah | NiMH | Rebuild | 37.11
MASTERCARE PATIENT EQUIPMENT INC
ML-10 Patient Lift |  |  | B00256 | 12.0V | 12.0Ah | Lead Acid |  | 80.44
MATRX MEDICAL INC
Life Defense Plus |  |  | B10814 | 12.0V | 2.5Ah | NiCad | Rebuild | 146.78
Premium Emergency Suction Unit |  |  | B10853 | 12.0V | 1.5Ah | NiCad |  | 70.23
MCKESSON AUTOMATION INC
AcuDose-Rx Cabinet |  |  | B00639 | 12.0V | 5.0Ah | Lead Acid |  | 37.44
MEDELA SUCTION USA
Clario Home Care Suction Pump |  | 600.0806 | B11417 | 12.0V | 1.7Ah | NiMH |  | 113.45
MEDASONICS INC
D8, D9, D10 Biodirectional Doppler |  |  | B10230 | 12.0V | 1.6Ah | NiCad |  | 84.4
Medacord Doppler |  |  | B00924 | 12.0V | 7.2Ah | Lead Acid |  | 34.91
038, 098 Ultrasound Versitone R Wave Generator |  |  | B10230 | 12.0V | 1.6Ah | NiCad |  | 84.4
MEDEX / MEDFUSION
KIDS Pump |  |  | B11159 | 7.2V | 5.0Ah | NiCad |  | 108.63
MPO 400 Infusion IV Mini Pump |  |  | B01000 | 1.2V | 2.5Ah | NiCad | 4/Unit | 5.87
Surgical Doppler |  |  | B11200 | 9.6/9.6V | 0.7/0.11Ah | NiCad |  | 64.04
Triology Multi Channel Infusion Pump |  |  | B01071 | 8.0V | 5.0Ah | Lead Acid |  | 96.43
200, 300 Infusion Pump |  |  | B00108 | 8.4V | 0.18Ah | NiMH |  | 15.39
410 Walk Portable Pump |  |  | B00108 | 8.4V | 0.18Ah | NiMH |  | 15.39
1001 Syringe Pump |  |  | B10243 | 7.2V | 2.5Ah | NiCad |  | 58.58
2001, 2010 Syringe Pump |  |  | B10570 | 7.2V | 1.6Ah | NiCad |  | 40.68
2001, 2010 Syringe Pump-Memory |  |  | B11441 | 3.0V | 0.125Ah | Li/MnO2 |  | 4.67
3010 Protégé Syringe Infusion Pump |  | G-6000244 | B11186 | 7.2V | 1.7Ah | NiCad | Rebuild | 63.44
3010 Protégé Syringe Infusion Pump |  | G-6001392 Rev 2 | B11414 | 7.2V | 2.1Ah | NiMH | Rebuild | 76.38
MEDICAL DATA ELECTRONICS
Escort Prism EL |  |  | B00932 | 12.0V | 2.3Ah | Lead Acid |  | 37.46
Escort Prism SE- Upgrade |  | E2700-37SE7 | B11173 | 12.0V | 7.0Ah | Lead Acid |  | 78.98
Escort II-20100, II Plus |  |  | B00932 | 12.0V | 2.3Ah | Lead Acid | 3/Unit | 37.46
Escort M10-20415 |  | E2700-37SE7 | B11173 | 12.0V | 7.0Ah | Lead Acid |  | 78.98
E100, E101, E102 E200 Monitor |  |  | B00932-1 | 12.0V | 2.0Ah | Lead Acid |  | 41.96
E100T, E101T, E102T, E200T Monitor |  |  | B00867 | 12.0V | 3.8Ah | Lead Acid |  | 79.5
E100T Memory Back-Up |  |  | B10716 | 2.4V | 0.06Ah | NiCad |  | 12
E300, E300A Monitor |  |  | B00932 | 12.0V | 2.3Ah | Lead Acid |  | 37.46
2000, 6000 Datasim Simulator |  |  | B00919 | 12.0V | 2.2Ah | Lead Acid |  | 22.15
MEDICAL DEVICES INC
Plexus I, Plexus III |  |  | B10869 | 7.2V | 4.4Ah | NiCad | 2/Unit | 101.15
159, 259 Nerve Stimulator |  |  | B00108 | 8.4V | 0.18Ah | NiMH |  | 15.39
7400 Neuro Pacer |  |  | B11240 | 3.6V | 1.5Ah | NiCad |  | 22.1
7560 Ultrall Nerve Stimulator |  |  | B00843 | 1.2V | 0.30Ah | NiCad | 3/Unit | 4.03
7561 Ultrall Nerve Stimulator |  |  | B01609 | 1.2V | 0.7Ah | NiCad | 3/Unit | 3.25
MEDICAL ENGINEERING CORP
52940, 52966 EndoTek, OM-2, OM-3 Urodata Monitor |  |  | B10502 | 24.0V | 1.6Ah | NiCad |  | 126.17
MEDICAL INDUSTRIES AMERICA INC
VacuMax 605 Aspirator |  |  | B00933 | 12.0V | 2.0Ah | Lead Acid |  | 44.47
MEDICAL LAB AUTOMATION
Model 5CT |  |  | B00929 | 12.0V | 26.0Ah | Lead Acid | 2/Unit | 121.34
MEDICAL RESEARCH LABORATORIES
Ampac 500AT Defibrillator |  |  | B10227 | 24.0V | 1.6Ah | NiCad | Rebuild | 138.85
Ampac 500AT Monitor |  |  | B00919 | 12.0V | 2.2Ah | Lead Acid |  | 22.15
Ampac 500AT Oscilloscope |  |  | B10894 | 12.0V | 1.6Ah | NiCad |  | 76.13
Jumpstart AED |  | 001852 | B11387 | 12.0V | 3.0Ah | Li/MnO2 |  | 64.09
PIC 30, 40, 50 Monitor/Defibrilator |  | 001647-U | B11254 | 12.0V | 4.0Ah | NiMH | Rebuild | 164.97
Porta Pak 80, 90, D1001 Defibrillator
| NiCad Sub C Pack |  | B10641 | 12.0V | 1.6Ah | NiCad | Insert | 56.64
Porta Pak 90 Defib |  | 900154 | B11295 | 12.0V | 1.6Ah | NiCad |  | 61.93
Porta Pak 80, 90 M1000 Monitor
| NiCad Sub C Pack |  | B10641 | 12.0V | 1.6Ah | NiCad | Insert | 56.64
Porta Pak Recorder |  |  | B01047 | 12.0V | 5.0Ah | Lead Acid |  | 151.47
SuperPac |  |  | B11254 | 12.0V | 4.0Ah | NiMH | Rebuild | 164.97
200, 300 Neuro Probe System |  |  | B00919 | 12.0V | 2.2Ah | Lead Acid |  | 22.15
450SL Monitor/Defibrillator |  |  | B01001 | 2.0V | 2.5Ah | Lead Acid | 6/Unit | 12.06
450SL-Ram Memory |  |  | B11132 | 3.0V | 0.95Ah | Li/MnO2 |  | 5.37
500, 500PBS Porta Pak Monitor/Defibrillator |  |  | B00919 | 12.0V | 2.2Ah | Lead Acid |  | 22.15
501, 501PBS Porta Pak Monitor/Defibrillator |  |  | B00919 | 12.0V | 2.2Ah | Lead Acid |  | 22.15
520, 521, 524 Defibrillator |  |  | B10227 | 24.0V | 1.6Ah | NiCad | 2/Unit-Rebuild | 138.85
520, 521, 524 Monitor |  |  | B00937 | 6.0V | 1.0Ah | Lead Acid | 4/Unit | 21.82
521A Porta-Care Monitor |  |  | B01001 | 2.0V | 2.5Ah | Lead Acid | 6/Unit | 12.06
550ST Defibrillator |  |  | B00919 | 12.0V | 2.2Ah | Lead Acid | 5/Unit | 22.15
550ST Monitor |  |  | B00906 | 6.0V | 7.0Ah | Lead Acid | 2/Unit | 20.64
550ST Recorder |  |  | B01047 | 12.0V | 5.0Ah | Lead Acid |  | 151.47
MEDICAL TECHNOLOGY PRODUCTS
MTP, MVP-1 Pump |  |  | B00804 | 6.0V | 3.4Ah | Lead Acid |  | 45.51
1000, 1001 Pump |  |  | B00804 | 6.0V | 3.4Ah | Lead Acid |  | 45.51
MEDI-MAN REHAB PRODUCTS
Patient Lift 5000 |  |  | B00924 | 12.0V | 7.2Ah | Lead Acid | 2/Unit | 34.91
Patient Lift 62200-400 LB |  |  | B00821 | 6.0V | 12.0Ah | Lead Acid | 2/Unit | 36
Patient Lift 62200-600 LB |  |  | B00924 | 12.0V | 7.2Ah | Lead Acid | 2/Unit | 34.91
7000 Medi Lifter 3 |  |  | B00922-2 | 12.0V | 5.0Ah | Lead Acid | 2/Unit | 26.68
MEDRAD INC
Continuum MR Infusion System |  | 3009140 |  |  |  |  | OEM Only
Mark V Provis Injection System |  |  | B01811-1 | 3.0V | 0.19Ah | Li/MnO2 |  | 2.52
Spectris Solaris EP MR Injection System |  |  | B11426 | 12.0V | 8.0Ah | Lead Acid | Rebuild | 157.35
Spectris Solaris MR Injection System |  | SBP200 | B11374 | 12.0V | 5.0Ah | Lead Acid | Rebuild | 56.45
MEDTEK CORP
BP 1 420 Blood Pressure Monitor |  |  | B10422 | 9.6V | 0.7Ah | NiCad |  | 31.4
SR-230 Syringe Pump |  |  | B10699 | 4.8V | 0.7Ah | NiCad |  | 18.34
MEDTRONIC INC
Act-Track 1000 |  |  | B00575 | 3.95V | 2.0Ah | Li/SO2Cl2 |  | 107.41
Atakr |  |  | B11105 | 12.0V | 7.0Ah | Lead Acid | Rebuild | 56.05
Atakr |  |  | B11106 | 12.0V | 7.0Ah | Lead Acid | Insert | 43.72
Model 5375 |  |  | B01377 | 8.4V | 1.5Ah | Zinc Air |  | 15.1
Model PVL 7000 |  |  | B00924 | 12.0V | 7.2Ah | Lead Acid |  | 34.91
Model 7730 |  |  | B10117 | 4.8V | 0.18Ah | NiCad |  | 25.17
TENS UNIT-89002005 |  |  | B00116 | 7.2V | 0.15Ah | NiMH |  | 15.94
200 Bio-Pak |  |  | B00924 | 12.0V | 7.2Ah | Lead Acid | 2/Unit | 34.91
540, 550 Blood Pump |  |  | B00924 | 12.0V | 7.2Ah | Lead Acid | 2/Unit | 34.91
MENNEN MEDICAL INC
Cardio Pak 100 Monitor/Defibrillator |  |  | B10713 | 12.0V | 2.5Ah | NiCad | Rebuild | 90.57
Cardio Pak 2000 Defibrillator |  |  | B10835 | 12.0V | 2.5Ah | Lead Acid |  | 88.8
Horizon 2000,2200-Memory |  |  | B00566 | 3.9V | 1.0Ah | Li/MnO2 |  | 53.64
VARS Monitor Memory |  |  | B00566 | 3.9V | 1.0Ah | Li/MnO2 |  | 53.64
700, 740, 741, 742 Monitor |  |  | B00924 | 12.0V | 7.2Ah | Lead Acid |  | 34.91
743, 744 Neonatal Monitor |  |  | B10975 | 12.0V | 3.0Ah | Lead Acid |  | 152.65
931 Portascope |  |  | B00906 | 6.0V | 7.0Ah | Lead Acid |  | 20.64
936, 936S, 965 Monitor/Defibrillator |  |  | B00924 | 12.0V | 7.2Ah | Lead Acid |  | 34.91
1380 Monitor |  |  | OBSOLETE
MENTOR CORP
Activator Muscle Stimulator |  |  | B01609 | 1.2V | 0.7Ah | NiCad | 4/Unit | 3.25
Tono-Pen XL Tonometer |  |  | B01657 | 3.0V | 0.16Ah | Li/MnO2 |  | 5.03
100 Tens Unit |  |  | B01609 | 1.2V | 0.7Ah | NiCad | 3/Unit | 3.25
150 Tens Unit |  |  | B01604 | 1.2V | 0.15Ah | NiCad | 4/Unit | 4.53
402 Tens unit |  |  | B00800-4 | 1.5V | Alk-D | Alkaline |  | 2.39
22-4500, 22-4515 |  |  | B10786 | 4.8V | 0.75Ah | NiCad |  | 43.63
22-7750 Monitor |  | 22-7730, 22-7794 | B11201 | 6/6.0V | 0.7/0.7Ah | NiCad |  | 44.03
MICROAIRE SURGICAL INSTRUMENTS
66408 Smart Driver |  |  | B11255 | 14.4V | 1.65Ah | NiMH | Rebuild | 77.29
MICRO MEDICAL LTD
Micro CO Meter |  |  | B01713 | 3.6V | 0.85Ah | Li/SOCl2 |  | 6.81
Microlab 3000 Spirometer |  | MLA100 | B11298 | 4.8V | 0.7Ah | NiCad |  | 18.34
Microlab 3300 Spirometer |  | MLA-2000 | B11222 | 7.2V | 0.6Ah | NiCad |  | 37.01
Microlab 3300 Spirometer |  | MLA-4303 | B11385 | 7.2V | 0.6Ah | NiCad |  | 38.62
Microlab 3500 Spirometer |  | MK4 | B11312 | 7.2V | 0.6Ah | NiCad |  | 35.26
Microloop 3535 Spirometer |  | BAT6709 | B11452 | 3.6V | 0.6Ah | NiCad |  | 20.3
2716 Portable Spirometer |  |  | B11191 | 7.2V | 0.25Ah | NiCad |  | 39.52
MIDMARK CORP
7100 OR Table |  |  | B02139 | 12.0V | 10.0Ah | Lead Acid | 4/Unit | 128.18
MILES INC
Gevaert 8400 ID Camera |  |  | B10808 | 8.4V | 0.27Ah | NiCad |  | 35.36
VIP 2000 Tissue Sampler |  |  | B10758 | 3.0V | 0.65Ah | Li/(CF)n |  | 12.84
1000, 3000 Tissue Processor |  |  | B10762 | 3.0V | 0.65Ah | Li/(CF)n |  | 12.84
1010 Video Imager-Memory |  |  | B10790 | 3.6V | 0.6Ah | NiCad |  | 19.38
MIRA INC
Diathermy TR2000, TR3000, TR4000 |  |  | B10256 | 24.0V | 1.6Ah | NiCad | Rebuild | 125.45
MOBILIZER MEDICAL PRODUCTS
5 Patient Monitor |  |  | B00256 | 12.0V | 12.0Ah | Lead Acid |  | 80.44
5 Patient Transport |  |  | B00929 | 12.0V | 26.0Ah | Lead Acid | 2/Unit | 121.34
MORTARA INSTRUMENTS
ELI 100, 200 ECG Recorder |  |  | B00937 | 6.0V | 1.0Ah | Lead Acid | 3/Unit | 21.82
NATIONAL HOSPITAL SPECIALTIES
CM735 Genius Blood Mixer |  |  | B11075 | 12.0V | 2.5Ah | NiCad |  | 93.22
Genesis Blood Collection Mixer |  | 1020123 | B11348 | 12.0V | 2.4Ah | NiCad | Rebuild | 143.49
NATUS MEDICAL INC
ALGO Portable Hearing Screener |  |  | B11317 | 12.0V | 3.8Ah | NiMH |  | 201.39
ALGO-1 Plus Hearing Screener |  |  | B10409 | 12.0V | 0.7/1.6Ah | NiCad | Insert | 105.01
NELLCOR PURITAN BENNETT INC
AMI Monitor |  |  | B11147 | 4.8V | 1.5Ah | NiCad | Rebuild | 50.45
AMI-MX Apnea Monitor |  |  | B11203 | 6.0V | 2.5Ah | NiCad |  | 50.93
N-10 Printer |  |  | B00878 | 3.0V | 1.2Ah | Li/(CF)x |  | 9.94
N-10 Pulse Oximeter |  |  | B10291 | 6.0V | 0.7Ah | NiCad | Insert | 24.25
NELLCOR PURITAN BENNETT INC (Cont)
N-20 Handheld Pulse Oximeter |  | 640112 | B01803 | 3.0V | 0.042Ah | Li/MnO2 |  | 1.85
N-30 Pulse Oximeter |  |  | B00565 | 9.0V | Lith | Li/MnO2 |  | 14.58
N-100 Pulse Oximeter |  |  | B10184 | 12.0V | 2.5Ah | Lead Acid |  | 92.89
N-180, N-185 Pulse Oximeter |  |  | B00932 | 12.0V | 2.3Ah | Lead Acid |  | 37.46
N-200 Pulse Oximeter Block Battery |  |  | B00938 | 6.0V | 2.8Ah | Lead Acid |  | 24.17
N-200 Pulse Oximeter Hawker Pack |  |  | B10278 | 6.0V | 2.5Ah | Lead Acid |  | 53.18
N-395 Pluse Oximeter |  | 640119 | B00904 | 6.0V | 4.5Ah | Lead Acid |  | 13.09
N-550 B Pulse Oximeter |  | 069308 | B11479 | 9.6V | 3.8Ah | NiMH |  | 137.97
N-550 Oximax Pulse Oximeter |  | 068916 | B00811 | 12.0V | 1.3Ah | Lead Acid |  | 39.5
N-560 Oximax Pulse Oximeter |  | 069308 | B11479 | 9.6V | 3.8Ah | NiMH |  | 137.97
N-595 Pulse Oximeter |  | 640119 | B00904 | 6.0V | 4.5Ah | Lead Acid |  | 13.09
N-600x Pulse Oximter |  | 640119 | B00904 | 6.0V | 4.5Ah | Lead Acid |  | 13.09
N-1000 Multi Function Monitor |  |  | B10519 | 6.0V | 2.8/4.5Ah | Lead Acid |  | 40.87
N-3000 Monitor |  |  | B00355 | 12.0V | 2.0Ah | Lead Acid |  | 31.5
N-3000 Memory |  |  | B01811 | 3.0V | 0.19Ah | Li/MnO2 |  | 2.01
N-3000 Memory Plus |  |  | B01803 | 3.0V | 0.042Ah | Li/MnO2 |  | 1.85
N-6000 Monitor |  |  | B11148 | 12.0V | 3.4Ah | Lead Acid |  | 70.15
N-7200 Ventilator |  |  | B11113 | 4.0V | 5.0Ah | Lead Acid |  | 47.66
NPB 40 Handheld Pulse Oximeter |  | 640118 | B00800-1 | 1.5V | Alk | Alkaline |  | 0.73
NPB 70, 75 ETCO2 Monitor |  |  | B11207 | 7.2V | 2.7Ah | NiMH | Rebuild | 81.66
NPB 190, 195, 395, 595 |  |  | B00904 | 6.0V | 4.5Ah | Lead Acid |  | 13.09
NPB 290, 295 Pulse Oximeter |  | 640119 | B00904 | 6.0V | 4.5Ah | Lead Acid |  | 13.09
NPB 3900, 3910, 3930 Monitor |  |  | B00904 | 6.0V | 4.5Ah | Lead Acid |  | 13.09
NPB 3930S |  |  | B00804 | 6.0V | 3.4Ah | Lead Acid |  | 45.51
NPB 4000 Monitor |  |  | B01056 | 6.0V | 8.0Ah | Lead Acid |  | 59.89
OxiMax N-600X Pulse Oximeter |  | 640119 | B00904 | 6.0V | 4.5Ah | Lead Acid |  | 13.09
224, 224A Monitor |  |  | B10349 | 12.0V | 4.4Ah | NiCad | Insert | 175.38
240 Monitor |  |  | B00902 | 6.0V | 1.2Ah | Lead Acid |  | 10.6
NEOMED CO INC
Surgical Monitor |  |  | B10128 | 12.0V | 2.5Ah | Lead Acid |  | 95.83
32-5322 |  |  | B10653 | 27.0V | Alk | Alkaline | Rebuild | 66.11
NEWPORT MEDICAL INSTRUMENTS
HT50 Ventilator |  |  | B00922-3 | 12.0V | 5.0Ah | Lead Acid |  | 26.68
E150 Breeze Ventilator |  |  | B00885 | 12.0V | 3.4Ah | Lead Acid |  | 51.5
NICOLET BIOMEDICAL
Ambulatory EEG Recorder |  |  | B01551 | 7.2V | 2.9Ah | Li/Ion |  | 140.97
NIDEK INC
KM500 Auto Keratometer |  | KM-500BPI | B11304 | 6.0V | 1.1Ah | NiCad |  | 42.12
NIHON KOHDEN
BSM2300, BSM2301A |  | 10HR-4/3FAUC-NK | B11419 | 12.0V | 3.7Ah | NiMH |  | 169.38
BSM4300 ECG Monitor |  | NKB-101 | B10794 | 12.0V | 1.8Ah | NiCad | Rebuild | 77.18
OLV 1100 Pulse Oximeter |  |  | B10642 | 12.0V | 1.0Ah | NiCad |  | 79.55
OPV 1500 Vital Signs Monitor |  | NKB-302 | B11437 | 9.6V | 2.1Ah | NiMH |  | 100.69
TEC-7531A Defibrillator |  |  | B11370 | 12.0V | 2.9Ah | Lead Acid |  | 53.58
TEC-8251 Defibrillator |  |  | B10794 | 12.0V | 1.8Ah | NiCad | Rebuild | 77.18
WEP 750A Telemetry |  |  | B01212 | 6.0V | Alk | Alkaline |  | 17.96
5101, 5105, 5151 Cardiofax ECG |  |  | B00919 | 12.0V | 2.2Ah | Lead Acid |  | 22.15
6102A, 6105A Lifescope 6 |  |  | B00932-1 | 12.0V | 2.0Ah | Lead Acid |  | 41.96
6201A Cardiac Output |  |  | B00932-1 | 12.0V | 2.0Ah | Lead Acid |  | 41.96
6543, 6543A, 6543L Cardiofax ECG Recorder |  |  | B00932-1 | 12.0V | 2.0Ah | Lead Acid |  | 41.96
6551, 6551A Cardiofax ECG |  |  | B00932-1 | 12.0V | 2.0Ah | Lead Acid |  | 41.96
6851K |  |  | B11062 | 12.0V | 0.7Ah | NiCad |  | 39.69
7100A, 7200A, 7300A Cardiolife Tec Defibrillator |  |  | B00932-1 | 12.0V | 2.0Ah | Lead Acid |  | 41.96
8110A ECG Machine |  |  | B00932-1 | 12.0V | 2.0Ah | Lead Acid |  | 41.96
8110A, 8240, 8340 ECG-Memory |  |  | B01653-1 | 3.0V | 1.4Ah | Li/MnO2 |  | 16.78
8830A |  |  | B00932 | 12.0V | 2.3Ah | Lead Acid |  | 37.46
NONIN MEDICAL INC
Avant 2120 NIBP Monitor |  | 4032-001 | B11378 | 7.2V | 3.8Ah | NiMH |  | 108.67
Avant 9600, 9700 Pulse Oximeter |  | 4032-001 | B11378 | 7.2V | 3.8Ah | NiMH |  | 108.67
Palm Sat 2500 Pulse Oximeter - Alkaline |  |  | B00800-1 | 1.5V | Alk | Alkaline | 4/Unit | 0.73
Palm Sat 2500 Pulse Oximeter - NiMH |  | 3088-000 Rev B | B11320 | 4.8V | 1.65Ah | NiMH |  | 38.81
Pulse Oximeter-1040A, 8600, 8604A, 8604D, 8700, 8800 |  |  | B10001 | 6.0V | 1.5Ah | NiCad |  | 34.49
8604P Printer |  |  | B00902 | 6.0V | 1.2Ah | Lead Acid |  | 10.6
NORELCO
800RX, 850DX, 950DX |  |  | B10391 | 2.4V | 0.6Ah | NiCad |  | 24.55
935RX |  |  | B10287 | 2.4V | 0.7Ah | NiCad |  | 11.81
950 |  |  | B10700 | 2.4V | 0.6Ah | NiCad |  | 24.55
NOVAMETRIX MEDICAL SYSTEMS
Cosmos ET CO2 Monitor |  |  | B00919 | 12.0V | 2.2Ah | Lead Acid |  | 22.15
Oxy Plus |  |  | B00919 | 12.0V | 2.2Ah | Lead Acid |  | 22.15
PTO2 PTCO2 Monitor |  |  | B00919 | 12.0V | 2.2Ah | Lead Acid |  | 22.15
505, 515, 515A, 520A Pulse Oximeter |  |  | B00919 | 12.0V | 2.2Ah | Lead Acid |  | 22.15
610 CO2 Monitor |  |  | B11195 | 7.2V | 3.8Ah | NiMH |  | 167.82
610, 615 Tidal Wave Handheld Capnograph |  |  | B11144 | 7.2V | 3.5Ah | NiMh |  | 167.82
| or non-rechargeable |  | B01703 | 3.6V | 1.9Ah | Li/SO2Cl2 | 7/Unit | 7.62
710, 715 Tidal Wave Handheld Capnograph |  | 400043 | B11195 | 7.2V | 3.8Ah | NiMH |  | 167.82
| or non-rechargeable |  | B01703 | 3.6V | 1.9Ah | Li/SO2Cl2 | 7/Unit | 7.62
807, 811 Trans Oxygen Monitor |  |  | B00902 | 6.0V | 1.2Ah | Lead Acid |  | 10.6
809, 809A, 810, 810A Monitor |  |  | B00922-2 | 12.0V | 5.0Ah | Lead Acid |  | 26.68
840 Transcut O2/CO2 Monitor |  |  | B00317 | 12.0V | 2.3Ah | Lead Acid |  | 29.48
903 ECG and Apnea Monitor |  |  | B00922-2 | 12.0V | 5.0Ah | Lead Acid |  | 26.68
1200, 1260 CO2 Monitor |  |  | B00922-2 | 12.0V | 5.0Ah | Lead Acid |  | 26.68
1265 Monitor |  |  | B00317 | 12.0V | 2.3Ah | Lead Acid |  | 29.48
2001 Pulse Oximeter |  |  | B00317 | 12.0V | 2.3Ah | Lead Acid |  | 29.48
7000 CO2 Monitor |  |  | B00922-2 | 12.0V | 5.0Ah | Lead Acid |  | 26.68
7100 CO2 Monitor |  |  | B00919 | 12.0V | 2.2Ah | Lead Acid |  | 22.15
7300 CO2 Monitor |  |  | B00932 | 12.0V | 2.3Ah | Lead Acid |  | 37.46
O' BRIEN / KMI
KM60, KM70, KM80 Pump |  |  | B00918 | 12.0V | 1.3Ah | Lead Acid |  | 15.58
OEC-DIASONICS INC
Power Unit Model 85 |  |  | B00924 | 12.0V | 7.2Ah | Lead Acid | 2/Unit | 34.91
Uroview 2000 |  |  | B10791 | 384.0V | 12.0Ah | Lead Acid |  | 2790.85
Uroview 2500 |  |  | B10891 | 420.0V | 12.0Ah | Lead Acid |  | 3009.42
Uroview 2600 |  |  | B11294 | 420.0V | 12.0Ah | Lead Acid |  | 3009.42
9000, 9400 C-Arm |  |  | B10767 | 180.0V | 5.0Ah | Lead Acid |  | 1359.82
9600, 9800 C-Arm |  |  | B11127 | 192.0V | 2.5Ah | Lead Acid |  | 1137.5
9600, 9800 C-Arm Processor Board |  |  | B00893-4 | 3.0V | 0.25Ah | Li/(CF)n |  | 6.48
9600, 9800 C-Arm-Memory |  |  | B00570 | 4.5V | Alk | Alkaline |  | 27.07
OLYMPIC MEDICAL CORP
Olympic Smart Scale |  |  | B00854 | 1.2V | 2.2Ah | NiCad | 6/Unit | 12.59
Smart Scale |  | 400850-01 | B11040 | 7.2V | 1.8Ah | NiCad |  | 44.04
Smart Scale |  | 401391-01 | B11431 | 7.2V | 1.8Ah | NiCad |  | 52.26
Smart Scale Autolength |  | 400679-01 | B11465 | 10.8V | 1.8Ah | NiCad |  | 63.27
Smart Scale 30 |  | 400679-01 | B11228 | 10.8V | 1.3Ah | NiCad |  | 55.73
Translite 57194-[Male Pin Positive] |  |  | B10834 | 6.0V | 1.5Ah | NiCad |  | 38.01
Translite 57194-[Male Pin Negative] |  |  | B11265 | 6.0V | 1.5Ah | NiCad |  | 36.25
Warm Scale 20, 56320 |  | 400850-1 | B11040 | 7.2V | 1.8Ah | NiCad |  | 44.04
Warm Scale 23, 56323 |  | 400850-1 | B11040 | 7.2V | 1.8Ah | NiCad |  | 44.04
OLYMPUS AMERICA INC
CLE F10 Light Source |  |  | B10756 | 3.0V | Lith | Li/MnO2 |  | 14.52
CLV10 Light Source |  |  | B10672 | 3.0V | Lith | Li/MnO2 |  | 14.52
CLV-U20, CLV-U40 Light Source |  | GU142400 | B11263 | 3.6V | 2.4Ah | Li/SOCl2 |  | 12.72
CVI Light Source |  |  | B10672 | 3.0V | Lith | Li/MnO2 |  | 14.52
CV100 |  | DP034100 | B11364 | 3.6V | 0.85Ah | Li/SOCl2 |  | 13.27
CV100 |  | DP034200 | B10672 | 3.0V | Lith | Li/MnO2 |  | 14.52
CV100 |  | GU142400 | B11263 | 3.6V | 2.4Ah | Li/SOCl2 |  | 12.72
CV200 |  | GU124400 | B11264 | 3.6V | 2.4Ah | Li/SOCl2 |  | 17.82
OMNI-GRAPH
6000 EKG |  |  | B10964 | 12.0V | 2.7Ah | Lead Acid |  | 50.93
OMNIMED INC
741314 Power Lifter |  |  | B00924 | 12.0V | 7.2Ah | Lead Acid |  | 34.91
OMRON HEALTHCARE INC
HEM-907 Blood Pressure Unit |  | 48H907N | B11333 | 4.8V | 1.6Ah | NiMH |  | 35.41
NE-C24 Compressor Nebulizer |  | C3004 | B11238 | 12.0V | 2.7Ah | NiMH |  | 127.88
OPTICAL MICRO SYSTEM INC
010101-1G Power Module |  |  | B10912 | 7.2V | 2.0Ah | NiCad |  | 53.12
ORGANON TEKNIKA CORP
BACT ALERT Incubator |  |  | B00914 | 6.0V | 12.0Ah | Lead Acid | 2/Unit | 29.2
ORION RESEARCH INC
Electrolyte Analyzer |  |  | B00904 | 6.0V | 4.5Ah | Lead Acid | 2/Unit | 13.09
ION Analyzer-407A pH Meter |  |  | B10763 | 3.6V | 0.28Ah | NiCad |  | 17.87
Sodium Potassium Analyzer 1020 |  |  | B00904 | 6.0V | 4.5Ah | Lead Acid | 2/Unit | 13.09
Sweat Chloride Analyzer |  |  | B01203 | 4.5V | Alk | Alkaline |  | 15.1
ORTHO-CLINICAL DIAGNOSTICS
ID-MTS/MT 2092-05 |  | NT40ARK3TML | B11341 | 3.6V | 0.4Ah | NiCad |  | 16.98
ORTHOPEDIC SYSTEMS INC
Allegro 6800 Mobile Imaging Table |  |  | B00926 | 12.0V | 12.0Ah | Lead Acid | 2/Unit | 58.57
5892 Surgical Table-Top |  |  | B00922-2 | 12.0V | 5.0Ah | Lead Acid | 2/Unit | 26.68
5892 Surgical Table-Bottom |  |  | B11504 | 4.0V | 5.0Ah | Lead Acid |  | 34.94
OXFORD MEDICAL
MR-95 Ambulatory EEG Monitor |  |  | B00172 | 1.2V | 0.13Ah | NiMH | 6/Unit | 7.13
9000 Recorder |  |  | B01719 | 3.6V | 0.85Ah | Li/SO2Cl2 |  | 15.02
9000 Clock |  |  | B01346 | 1.5V | Alk | Silver Oxide |  | 2.35
PACE TECH INC
MiniPack 911, 911ST Monitor |  |  | B00813 | 6.0V | 7.2Ah | Lead Acid |  | 29.5
Oximax 100, 700 Pulse Oximeter |  |  | B00914 | 6.0V | 12.0Ah | Lead Acid |  | 29.2
Vitalmax 500, 800, 2000, 2100, 3000 Pulse Oximeter |  |  | B00914 | 6.0V | 12.0Ah | Lead Acid |  | 29.2
Vitalmax 530 Pulse Oximeter |  |  | B00804 | 6.0V | 3.4Ah | Lead Acid |  | 45.51
Vitalmax 2200 ECG Monitor |  |  | B00804 | 6.0V | 3.4Ah | Lead Acid |  | 45.51
VitalMax 4000 Monitor |  |  | B00924 | 12.0V | 7.2Ah | Lead Acid |  | 34.91
Vitalmax Systems II, IV |  |  | B00914 | 6.0V | 12.0Ah | Lead Acid |  | 29.2
Vitalsign 600, 603, 604 |  |  | B00914 | 6.0V | 12.0Ah | Lead Acid |  | 29.2
PALCO LABORATORIES
305, 340 Pulse Oximeter |  |  | B10792 | 7.2V | 1.0Ah | NiCad |  | 49.28
400, 500 Portable Pulse Oximeter |  |  | B10837 | 12.0V | 0.7Ah | NiCad | Insert | 36.17
PANCRETEC INC
U-100 Insulin Infusion Pump |  |  | B01605 | 1.2V | 0.2Ah | NiCad | 2/Unit | 4.53
100641 Provider One |  |  | B10577 | 12.0V | 2.5Ah | NiCad |  | 111.92
100643 Provider One |  |  | B10603 | 12.0V | 0.8Ah | NiCad |  | 81.27
PARAMOUNT FITNESS CORP
CPM Exercise Bike |  |  | B11005 | 8.0V | 2.1Ah | Lead Acid |  | 19.13
PARKS ELECTRONICS LABS
311A Medical Printer |  |  | B00922-2 | 12..0V | 5.0Ah | Lead Acid |  | 26.68
611 Doppler |  |  | B00918 | 12.0V | 1.3Ah | Lead Acid |  | 15.58
614, 615, 801B, 811, 812 Doppler |  |  | B10186 | 12.0V | 0.28Ah | NiCad |  | 43.42
806CA Doppler |  |  | B00926 | 12.0V | 12.0Ah | Lead Acid |  | 58.57
809, 811S Doppler |  |  | B00315 | 12.0V | 1.2Ah | Lead Acid |  | 31.11
811AL, 811B, 811BTS, 811L Doppler |  |  | B00315 | 12.0V | 1.2Ah | Lead Acid |  | 31.11
821, 822 Doppler |  |  | B10186 | 12.0V | 0.28Ah | NiCad |  | 43.42
909 Dual Doppler |  |  | B00315 | 12.0V | 1.2Ah | Lead Acid |  | 31.11
911L, 911S, 915L Doppler |  |  | B00918 | 12.0V | 1.3Ah | Lead Acid |  | 15.58
915 Doppler |  |  | B10186 | 12.0V | 0.28Ah | NiCad |  | 43.42
915AL, 915BL, 917, 922 Doppler |  |  | B00315 | 12.0V | 1.2Ah | Lead Acid |  | 31.11
925L Doppler |  |  | B00315 | 12.0V | 1.2Ah | Lead Acid |  | 31.11
1010A Doppler |  |  | B00320 | 12.0V | 7.0Ah | Lead Acid |  | 41.96
1026 Doppler |  |  | B00804 | 6.0V | 3.4Ah | Lead Acid |  | 45.51
1030 Doppler |  |  | B00885 | 12.0V | 3.4Ah | Lead Acid |  | 51.5
1050, 1051, 1052, 1059 Mini Lab |  |  | B00885 | 12.0V | 3.4Ah | Lead Acid |  | 51.5
1050, 1051, 1052, 1059 Mini Lab-Upgrade |  |  | B00922-2 | 12.0V | 5.0Ah | Lead Acid |  | 26.68
1102, 1103, 1105 Compressor |  |  | B00924 | 12.0V | 7.2Ah | Lead Acid |  | 34.91
3000 Mini Lab IV |  |  | B00924 | 12.0V | 7.2Ah | Lead Acid |  | 34.91
PERRY BAROMEDICAL CORP
Sigma+, Sigma 32, Sigma 34, Sigma DuoPlace |  | P093-F025-ND | B11297 | 12.0V | 1.2Ah | NiCad |  | 74.01
PHILIPS MEDICAL SYSTEMS
BV Pulsera C-Arm |  |  | B01076 | 12.0V | 2.5Ah | Lead Acid | 26/Unit | 66.79
BV300 Mammography System |  |  | B01076 | 12.0V | 2.5Ah | Lead Acid | 26/Unit | 66.79
BV300 Processor Board |  |  | B01731 | 3.6V | 1.5Ah | Li/SO2Cl2 |  | 16.45
PMX
- Complete Kit |  |  | B03038-10 | 120.0V | 17.0Ah |  |  | CFI
- Battery Only |  |  | B00830 | 12.0V | 17.0Ah | Lead Acid | 10/Unit | 137.25
PMX 2000 |  |  | B00249 | 12.0V | 34.0Ah | Lead Acid | 10/Unit | 177.02
PHILIPS MEDICAL SYSTEMS CARDIAC & MONITORING
Heartstart FRx Defibrillator 861304
OEM BATTERY |  | M5070A | B11508 | 9.0V | 4.2Ah | Li/MNO2 |  | 149
Heartstream Forerunner AED
OEM BATTERY |  | BT1 | B11492 | 18.0V | 1.3Ah | Li/MNO2 |  | 160
M1000E Arrhythmia Monitor |  |  | B01002 | 2.0V | 5.0Ah | Lead Acid |  | 22.98
M1204A-Viridia 24CT |  |  | B00932 | 12.0V | 2.3Ah | Lead Acid | 2/Unit | 37.46
M1205A Transport Monitor |  | 40488A | B00932 | 12.0V | 2.3Ah | Lead Acid | 2/Unit | 37.46
M1275A Transport Monitor |  | 40488A | B00932 | 12.0V | 2.3Ah | Lead Acid |  | 37.46
M1280A Portable Monitor |  |  | B00932-1 | 12.0V | 2.0Ah | Lead Acid |  | 41.96
M1350A Fetal Monitor |  |  | B01371 | 1.5V | Alk-N | Alkaline | 2/Unit | 1.68
M1400 Defibrillator |  |  | B10205 | 12.0V | 2.5Ah | Lead Acid |  | 90.48
M1504A, M1504B, M1505A ECG |  |  | B00804 | 6.0V | 3.4Ah | Lead Acid |  | 45.51
M1700A, M1701A, M1702A Pagewriter XL |  | M1721A | B10787 | 18.0V | 7.2Ah | Lead Acid |  | 133.32
M1722A/B, M1723A/B, M1724XE Codemaster |  | M1758A | B10782 | 12.0V | 5.0Ah | Lead Acid |  | 54.52
M1722A/B Memory |  |  | B10747 | 3.0V | 1.7Ah | Li/MnO2 |  | 14.52
M1770A, M1771A, M1772A Pagewriter 100,200,200i,300i |  | M2460A | B11013 | 6.0V | 7.0Ah | Lead Acid |  | 58.54
M2045A Mida Acquisition Module |  |  | B11174 | 6.0V | 1.3Ah | NiCad |  | 38.01
M2424A Ultrasound |  |  | B00576 | 3.6V | 1.9Ah | Li/SO2Cl2 |  | 30.21
M2475B Codemaster 100 |  | M2476B | B11009 | 12.0V | 2.5Ah | NiCad | Insert | 84.08
M2475B Codemaster 100 |  | M2477B | B11046 | 12.0V | 4.4Ah | NiCad | Insert | 158.59
M2601A Viridia Telemetry |  |  | B00565 | 9.0V | Lith | Li/MnO2 |  | 14.58
M2636A TeleMon |  | M2636-60500 | B11183 | 10.8V | 3.5Ah | NiMH |  | 250.23
M2922A FM-2 Fetal Monitor |  |  | B00904 | 6.0V | 4.5Ah | Lead Acid |  | 13.09
M3046A, M3, M4 Monitor |  |  | B11180 | 12.0V | 3.5Ah | NiMH |  | 225
M3500B Heartstream XLT Transport Defib |  | M3516A | B11249 | 12.0V | 2.3Ah | Lead Acid |  | 42.24
M3840A, M3841A Heartstart FR2 AED (Non-Rechargeable)
OEM BATTERY |  | M3863A | B11486 | 12.0V | 4.2Ah | Li/MnO2 |  | 239
M3840A, M3841A Heartstart FR2+ Series AED (Rechargeable)
OEM BATTERY |  | M3848A | B11487 | 12.0V | 1.6Ah | Li/Ion |  | 265
M3860A, M3861A Heartstart FR2 AED (Non-Rechargeable)
OEM BATTERY |  | M3863A | B11486 | 12.0V | 4.2Ah | Li/MnO2 |  | 239
M3860A, M3861A Heartstart FR2+ Series AED (Rechargeable)
OEM BATTERY |  | M3848A | B11487 | 12.0V | 1.6Ah | Li/Ion |  | 265
M3921A, M3922A, M3923A, M3924A Monitor |  |  | B00904 | 6.0V | 4.5Ah | Lead Acid |  | 13.09
M3928A A3 Monitor |  |  | B01056 | 6.0V | 8.0Ah | Lead Acid |  | 59.89
M4700A Memory Backup |  |  | B00111 | 3.6V | 0.1Ah | NiCad |  | 13.43
M4735A Heartstream XL Defibrillator |  |  | B11249 | 12.0V | 2.3Ah | Lead Acid |  | 42.24
M4745A, M4750A, M4755A, M4760A, M4765A Cardiograph-Memory |  |  | B10298 | 3.6V | 0.7Ah | NiCad |  | 19.48
M8026B Fetal Monitor |  |  | B10105 | 6.0V | 0.28Ah | NiCad |  | 23.91
M8001A, M8002A Intellivue MP20/MP30 - NiMH |  |  | B11183 | 10.8V | 3.5Ah | NiMH |  | 250.23
M8001A, M8002A Intellivue MP20/MP30 - LiIon |  | M4605A |  |  |  |  | OEM ONLY
M8003A, M8004A Intellivue MP40/MP50 |  | M4605A |  |  |  |  | OEM ONLY
M8040A Fetal Monitor |  |  | B01203 | 4.5V | Alk | Alkaline |  | 15.1
M12991B Double Power Fail Beacon |  |  | B10354 | 14.0V | 5.0Ah | Lead Acid |  | 338.69
M40488A NIBP Monitor |  |  | B00932 | 12.0V | 2.3Ah | Lead Acid |  | 37.46
M43012A Monitor/Defibrillator |  |  | B10205 | 12.0V | 2.5Ah | Lead Acid |  | 90.48
M43100A, M43110A, M43130 Monitor/Defibrillator |  |  | B10205 | 12.0V | 2.5Ah | Lead Acid |  | 90.48
M43110MC Monitor |  |  | B11235 | 12.0V | 2.9Ah | Lead Acid |  | 52.93
M43130M Defibrillator |  |  | B11235 | 12.0V | 2.9Ah | Lead Acid |  | 52.93
M43200A Monitor/Defibrillator |  |  | B10205 | 12.0V | 2.5Ah | Lead Acid |  | 90.48
M43200M / MC / MD Monitor |  |  | B11235 | 12.0V | 2.9Ah | Lead Acid |  | 52.93
M43400A Patient Analyzer |  |  | B00800-1 | 1.5V | Alk-AA | Alkaline | 4/Unit | 0.73
M43400B, M43400D Monitor |  |  | B01724 | 3.6V | 1.9Ah | Li/SO2Cl2 |  | 13.43
M43400B, M43400D Clock |  |  | B01812 | 3.0V | 0.27Ah | Li/MnO2 |  | 1.68
M5066A, M5067A, M5068A HeartStart HIS |  | M5070A | B11508 | 9.0V | 4.2Ah | Li/MNO2 |  | 149
M77020CV, M77025A, M77030A, M77035A, M77040A Sonus 1000 Ultrasound Scanner
| Power |  | B10697 | 3.6V | 2.5Ah | NiCad |  | 29.2
| Memory |  | B10610 | 3.6V | 0.11Ah | NiCad |  | 20.39
M78100A Transmitter (Rechargeable) |  |  | B00108 | 8.4V | 0.18Ah | NiMH |  | 15.39
M78333A Monitor |  |  | B00906 | 6.0V | 7.0Ah | Lead Acid |  | 20.64
M78353A, M78354A Clock Battery |  |  | B10718 | 2.4V | 0.11Ah | NiCad |  | 13.01
M78511A Signal Equipment |  |  | B10482 | 4.8V | 0.27Ah | NiCad |  | 21.97
M78517A Recorder |  |  | B00116 | 7.2V | 0.15Ah | NiMH |  | 15.94
M78534A Monitor |  |  | B10279 | 7.2V | 0.7Ah | NiCad | Insert | 24.87
M78554A Data Management Module |  |  | B10279 | 7.2V | 0.7Ah | NiCad | Insert | 24.87
M78560A Central Monitor |  |  | B10932 | 3.6V | 0.7Ah | NiCad |  | 15.96
M78560A Monitor-Back-up Board |  |  | B10279 | 7.2V | 0.7Ah | NiCad | Insert | 24.87
M78571A Recorder |  |  | B00116 | 7.2V | 0.15Ah | NiMH |  | 15.94
M78572A Recorder |  |  | B00108 | 8.4V | 0.18Ah | NiMH |  | 15.39
M78574A Recorder |  |  | B10438 | 3.6V | 0.7Ah | NiCad | Insert | 12.44
M78576A Clock Battery |  |  | B00566 | 3.9V | 1.0Ah | Li/MnO2 |  | 53.64
M78640A Strip Chart Recorder |  |  | B00804 | 6.0V | 3.4Ah | Lead Acid |  | 45.51
M78660A, M78670A, M78671A, M78672A Monitor/Defibrillator |  |  | B10503 | 12.0V | 2.2Ah | NiCad |  | 153.73
PHILIPS MEDICAL SYSTEMS CARDIAC & MONITORING (Cont)
M78660A, M78670A, M78671A, M78672A Monitor/Defibrillator |  |  | B10143 | 12.0V | 2.2Ah | NiCad | Insert | 117.22
M78670A Clock Battery |  |  | B10747 | 3.0V | Lith | Li/MnO2 |  | 14.52
M78720A Arrhythmia Computer |  |  | B10456 | 9.6V | 4.4Ah | NiCad |  | 119.94
M82162A Thermal Printer |  |  | B10408 | 4.8V | 1.6Ah | NiCad | Rebuild | 30.06
Pagewriter Touch |  | 98980312913-1 |  |  |  |  | OEM Only
Pagewriter Trim |  | 98980313015-1 | B11428 | 12.0V | 2.9Ah | Lead Acid | Rebuild | 66.52
Probeye |  |  | B11031 | 9.6V | 2.5Ah | NiCad |  | 73.65
Sure Sign VSI |  |  | B11321 | 6.0V | 5.0Ah | Lead Acid |  | 84.53
Tomoscan M CT Scanner |  |  | B11399 | 48.0V | 8.0Ah | Lead Acid | Rebuild | 516.54
PHYSIO-CONTROL
CMS 8000-Memory |  |  | B11215 | 3.6V | 0.15Ah | NiMH |  | 21.4
CR Plus Defibrillator | [6 empty] | OEM Only
First Medic 510, 610 Defibrillator |  |  | B00932-1 | 12.0V | 2.0Ah | Lead Acid |  | 41.96
First Medic 710 Defibrillator |  |  | B00933 | 12.0V | 2.0Ah | Lead Acid |  | 44.47
LifePak 5 Standard Charge |  |  | B10027 | 12.0V | 1.6Ah | NiCad |  | 72
LifePak 5 Fast Charge |  |  | B10473 | 12.0V | 1.3Ah | NiCad |  | 72
LifePak 6, 6S, 7 Monitor |  |  | B10029 | 14.4V | 2.5Ah | NiCad |  | 92.14
LifePak 6, 6S, 7 Defibrillator |  |  | B10028 | 12.0V | 1.3Ah | NiCad |  | 61.93
LifePak 6, 6S, 7 Clock |  |  | B01703 | 3.6V | 1.9Ah | Li/SO2Cl2 |  | 7.62
LifePak 8 Monitor |  |  | B10201 | 19.2V | 2.2Ah | NiCad |  | 151.47
LifePak 8 Defibrillator - Sub C Pack |  |  | B11139 | 12.0V | 1.5Ah | NiCad |  | 63.69
LifePak 8 Defibrillator - C Pack |  |  | B10238 | 12.0V | 2.5Ah | NiCad |  | 77.95
LifePak 8 Clock |  |  | B01703 | 3.6V | 1.9Ah | Li/SO2Cl2 |  | 7.62
LifePak 9 Monitor/Defibrillator |  |  | B10430 | 16.0V | 2.8Ah | Lead Acid |  | 94.55
LifePak 9, 9P Upgrade |  | 803704-03 | B11053 | 16.0V | 2.5Ah | Lead Acid |  | 132.16
LifePak 10 Monitor/Defibrillator |  |  | B10473 | 12.0V | 1.3Ah | NiCad | 3/Unit | 72
LifePak 11 Monitor/Defibrillator |  |  | B10473 | 12.0V | 1.3Ah | NiCad |  | 72
LifePak 12 Monitor/Defibrillator
OEM BATTERY |  | 11141-000028 | B11460 | 12.0V | 2.5Ah | Lead Acid |  | 202
OEM BATTERY |  | 11141-000026 | B11461 | 12.0V | 2.4Ah | NiCad |  | 268
OEM BATTERY |  | 11141-000027 | OBSOLETE
LifePak 12 without fuel gauge |  |  | B11329 | 12.0V | 2.4Ah | NiCad |  | 130.06
LifePak 12, FPII without fuel gauge |  |  | B11170 | 12.0V | 1.9Ah | NiCad |  | 120.41
LifePak 20 |  | 3200497-000 | B11293 | 12.0V | 3.0Ah | NiMH |  | 131.53
LifePak 20 - Memory |  | 202305-000 | B01809 | 3.0V | 0.19Ah | Li/MnO2 |  | 0.67
LifePak 200 |  |  | B10187 | 8.0V | 2.5Ah | Lead Acid | 2/Unit | 63.69
LifePak 250 |  |  | B10473 | 12.0V | 1.3Ah | NiCad |  | 72
LifePak 300 |  |  | B00804 | 6.0V | 3.4Ah | Lead Acid | 2/Unit | 45.51
LifePak 300 |  |  | B10727 | 12.0V | 3.4Ah | Lead Acid | Rebuild | 105.13
LifePak 500 AED
Rechargeable OEM Battery |  | 3005379-000 | B11526 | 8.0V | 2.5Ah | Lead Acid |  | 159
Rechargeable OEM Battery |  | 11141-000002 | B11526 | 8.0V | 2.5Ah | Lead Acid |  | 159
Non-Rechargeable OEM Battery |  | 3005380-025 | B11463 | 12.0V | 7.5Ah | LiSO2 |  | 263
Non-Rechargeable OEM Battery |  | 11141-000013 | B11463 | 12.0V | 7.5Ah | LiSO2 |  | 263
LifePak 500 DPS AED
Non-Rechargeable OEM Battery |  | 11141-000069 | B11527 | 12.0V | 7.5Ah | LiSO2 |  | 263
LifePak 1000
OEM BATTERY |  | 11141-000100 | B11485 | 12.0V | 4.5Ah | LiSO2 |  | 290
Life Stat 100 BP Monitor |  |  | B10187 | 8.0V | 2.5Ah | Lead Acid |  | 63.69
Life Stat 200 BP Monitor |  |  | B10130 | 8.0V | 2.5Ah | Lead Acid |  | 63.53
Life Stat 200 BP Monitor |  |  | B00935 | 4.0V | 4.4Ah | Lead Acid | 2/Unit | 19.44
Life Stat 200 Memory |  |  | B10926 | 3.6V | 0.11Ah | NiCad |  | 20.39
Life Stat 1600 Pulse Oximeter |  |  | B10130 | 8.0V | 2.5Ah | Lead Acid |  | 63.53
Life Stat 1600 Printer |  |  | B00902 | 6.0V | 1.2Ah | Lead Acid |  | 10.6
Quick Pace |  |  | OBSOLETE
Voice Recorder |  |  | B10027 | 12.0V | 1.6Ah | NiCad |  | 72
VSM-1 Monitor |  |  | B10147 | 18.0V | 2.5Ah | Lead Acid |  | 123.81
VSM-2 ECG Blood Pressure Monitor |  |  | B10029 | 14.4V | 2.5Ah | NiCad |  | 92.14
VSM-3 Cardiac Monitor |  |  | B00902 | 6.0V | 1.2Ah | Lead Acid | 2/Unit | 10.6
PICKER INTERNATIONAL
Cardiac Gating Transmitter Model 99821 |  |  | B00568 | 3.9V | 7.0Ah | Li/MnO2 |  | 179.57
Collimatic IV Electronic Memory |  |  | B10751 | 2.4V | 0.06Ah | NiCad |  | 12
Explorer Portable X-Ray |  |  | B00607 | 12.0V | 26.0Ah | Lead Acid |  | 143.78
Meteor Portable X-Ray |  |  | B00249 | 12.0V | 33.0Ah | Lead Acid | 10/Unit | 177.02
Techmobile Portable X-Ray
| - Complete Kit |  | B03035-12 | 120/24.0V | 17.0Ah | Lead Acid |  | CFI
| - Battery Only |  | B00830 | 12.0V | 17.0Ah | Lead Acid | 12/Unit | 137.25
PIONEER MEDICAL SYSTEMS
CA101 Telemetry |  |  | B10693 | 9.6V | 0.17Ah | NiCad |  | 32.98
CA105, 106, 107 Telemetry |  |  | B10640 | 14.4V | 4.4Ah | NiCad | Rebuild | 171.4
POLYSTAN NORTH AMERICA INC
PO2 Monitor |  |  | B10867 | 9.6V | 4.4Ah | NiCad |  | 114.84
P P G BIOMEDICAL SYSTEMS
EK31, EK32, EK33 EKG Monitor |  |  | B00804 | 6.0V | 3.4Ah | Lead Acid | 2/Unit | 45.51
PM2-B EKG Monitor |  |  | B01049 | 8.0V | 2.5Ah | Lead Acid |  | 60.13
Remote Transmitter #0800-0027 |  |  | B01022 | 8.0V | 5.0Ah | Lead Acid |  | 105.52
Sara Amber Monitor |  |  | B00885 | 12.0V | 3.4Ah | Lead Acid |  | 51.5
Sara Cap-OR |  |  | B10361 | 1.2V | 0.7Ah | NiCad | 6/Unit | 8.02
Sara Cap-OR-Upgrade |  |  | B10898 | 7.2V | 0.7Ah | NiCad |  | 30.16
PRECISION MEDICAL INC
PM65 Suction Unit |  |  | B00919-2 | 12.0V | 2.9Ah | Lead Acid |  | 31.76
PRECISION RADIATION MEASURE
TM-1 Electrometer |  |  | B11014 | 9.6V | 0.7Ah | NiCad |  | 34.92
PROPPER MANUFACTURING CO
2.5 Magnalume |  |  | B10135 | 2.4V | 0.75Ah | NiCad |  | 17.87
PROTOCOL SYSTEMS INC
Propaq Monitor-Memory with pins |  |  | B11108 | 3.0V | 0.2Ah | Li/MnO2 |  | 4.01
Propaq Monitor-Memory without pins |  |  | B01809 | 3.0V | 0.19Ah | Li/MnO2 |  | 0.67
Propaq Monitor 101-106 |  | 501-0007-01 | B11217 | 8.0V | 2.8Ah | Lead Acid | Single | 54.44
Propaq Monitor 101-106, 501-0008-00 - Unipower |  | 501-0006-00 | B10798 | 8.0V | 5.6Ah | Lead Acid | Double | 94.55
Propaq Monitor 101-106, 501-0008-00 - Sonnenschein |  | 501-0006-00 | B10798-1 | 8.0V | 5.4Ah | Lead Acid | Double | 150
Propaq Monitor 200 Series - Unipower |  | 501-0008-00 Rev H | B11142 | 8.0V | 5.6Ah | Lead Acid | Double | 94.55
Propaq Monitor 200 Series - Sonnenschein |  | 501-0008-00 Rev H | B11142-1 | 8.0V | 5.4Ah | Lead Acid | Double | 150
P T I
Omnistim 500 Muscle Stimulator |  |  | B00841 | 1.2V | 4.4Ah | NiCad |  | 25.17
PUFFER HUBBARD
BB1416 Blood Bank |  |  | B10620 | 12.0V | 0.225Ah | NiCad |  | 75.42
PULMONETICS
LTV Universal Power Supply |  | 14546-001 | B00340-1 | 12.0V | 80W | Lead Acid |  | 203.33
LTV Ventilator 900, 950, 1000 |  |  | B11157 | 12.0V | 5.0Ah | Lead Acid |  | 77.06
PURITAN BENNETT CORP
Achieva Portable Ventilator |  | L-007762-000 | B11389 | 24.0V | 2.2Ah | Lead Acid |  | 54.27
PB100, PB110 Spirometer |  |  | B10667 | 3.6V | 0.7Ah | NiCad |  | 19.89
PB700 Renaissance II Spirometer |  | P-495219-00 | B11307 | 4.8V | 0.7Ah | NiCad |  | 21.87
PB740, PB742, PB760 Ventilator |  |  | B11204 | 24.0V | 7.5Ah | Lead Acid | Insert | 85.2
PB840 Ventilator |  | 4-070523 | B11218 | 24.0V | 7.0Ah | Lead Acid |  | 113.53
PB2801 |  | 20837 | B10930 | 12.0V | 4.5Ah | Lead Acid |  | 47.53
QMED INC
7C200 Holter Monitor |  |  | B10963 | 4.8V | 1.6Ah | Alkaline | Rebuild | 34.5
QUEST MEDICAL INC
MTP, MVP-1 Pump |  |  | B00804 | 6.0V | 3.4Ah | Lead Acid |  | 45.51
521 Infusion Pump |  |  | B00804 | 6.0V | 3.4Ah | Lead Acid |  | 45.51
521 Plus Infusion Pump |  |  | B00904 | 6.0V | 4.5Ah | Lead Acid |  | 13.09
1001, 2001 Infusion Pump |  |  | B00904 | 6.0V | 4.5Ah | Lead Acid |  | 13.09
QUINTON
Paragon 420 - Clock Battery |  |  | B00893 | 3.0V | Lith | Li/(CF)n |  | 4.16
710S, 750B |  |  | B00804 | 6.0V | 3.4Ah | Lead Acid | 4/Unit | 45.51
RADIATION MONITORING DEVICES INC
Navigator Gamma Guidance System |  | ECF-2800C-L33L | B11258 | 10.8V | 2.8Ah | NiCad |  | 152.05
Navigator Gamma Guidance System |  | GG-0400-24 | B11111 | 10.8V | 2.8Ah | NiCad |  | 150.29
Navigator GPS PowerPak |  | 97113 | B00933 | 12.0V | 2.0Ah | Lead Acid |  | 44.47
RADIOMETER AMERICA
ABL 77 Blood Gas Analyzer |  |  | B11423 | 14.4V | 3.8Ah | NiMH |  | 209.77
OXY-1, 3, 13 Pulse Oximeter |  |  | B11085 | 12.0V | 1.2Ah | Lead Acid |  | 32.27
TCM2, TCM20 Transcutaneous Monitor |  |  | B10300 | 6.0V | 2.5Ah | NiCad | Rebuild | 67.32
TCM3, TCM30 Transcutaneous Monitor |  |  | B10506 | 7.2V | 2.5Ah | NiCad | Rebuild | 58.16
TCM3 - External Battery |  |  | B00510 | 12.0V | 4.0Ah | Lead Acid |  | 59.64
TCM 400 Transcutaneous Monitor |  |  | B00932 | 12.0V | 2.3Ah | Lead Acid |  | 37.46
RADIONICS INC
SCSI Neurosugical Computer Model 1-1900 |  | 101-274-1 | B10958 | 4.8V | 1.7Ah | NiCad |  | 45.92
TCA-1 Thermocouple Adapter-18V |  |  | B10666 | 18.0V | 1.0Ah | Lead Acid |  | 71.04
TCA-1 Thermocouple Adapter-16V |  |  | OBSOLETE
RAE SYSTEMS
Gas Detector 500-0039 |  |  | B11171 | 4.8V | 1.7Ah | NiCad |  | 45.23
RAININ INSTRUMENT CO
ED P2 Pipette |  |  | B01705 | 3.6V | 5.2Ah | Li/SO2Cl2 |  | 25.17
RAULAND-BORG CORP
BK2000 |  |  | B11050 | 14.4V | 1.6Ah | NiCad |  | 71.19
NCBBK Battery Back-up Module |  |  | B11126 | 14.4V | 1.6Ah | NiCad |  | 69.03
Responder 3 |  | 401907-105 | B10295 | 12.0V | 1.3Ah | NiCad | Rebuild | 61.93
Responder 4 |  |  | B11126 | 14.4V | 1.6Ah | NiCad |  | 69.03
Responder 4000 Nurse Call System |  | BD0111 | B11427 | 16.8V | 1.6Ah | NiCad |  | 79.65
Tracer Tag RTTH200 |  |  | B00470-3 | 3.5V | 0.75Ah | Li/MnO2 |  | 21.82
3000 Nurse Call |  |  | B00924 | 12.0V | 7.2Ah | Lead Acid |  | 34.91
RAYTHEON MEDICAL SYSTEMS
RMX-125 Portable X-Ray |  |  | B03036-9 | 108.0V | 17.0Ah |  |  | CFI
RENAL SYSTEMS
RS8100 DigiDyne Pressure Monitor |  |  | B11326 | 9.6V | 0.7Ah | NiCad |  | 28.55
RESOUND
Digital Hearing System 10015-000 |  |  | B10874 | 3.6V | 1.7Ah | NiCad |  | 22.61
RESPIRONICS INC
Alice 4 Sleep Diagnostic System |  | 130-3915-00 Rev C | B11318 | 13.2V | 0.7Ah | NiCad |  | 43.37
Bilichek Noninvasive Monitor |  | B800-20 | B11528 | 6.0V | 0.7Ah | NiCad | Rebuild | 25.29
BiPap Vision |  |  | B11015 | 3.6V | 0.11Ah | NiCad |  | 20.39
Criterion 40, 60 Airway Pressure Monitor |  | 8-100152-00 | B11511 | 6.0V | 1.5Ah | NiMH |  | 32.33
Espirit Ventilator - Back Up Battery |  | 1001470 | B11395 | 24.0V | 8.0Ah | Lead Acid | Rebuild | 369.8
Model 1014557 Smart Monitor 2PS |  | 1017001 Rev3 | B11433 | 7.4V | 4.4Ah | Li/Ion | Rebuild | 125.01
NICO 7300 Cardiac Output Monitor |  |  | B00317 | 12.0V | 2.3Ah | Lead Acid |  | 29.48
900S, 900SL, 950S, 970S, 970SE Home Smart Monitor |  |  | B11198 | 6.0V | 2.5Ah | NiCad |  | 51.96
900S-10, 970SE-10 Smart Monitor |  |  | B11198 | 6.0V | 2.5Ah | NiCad |  | 51.96
915 Battery Pack |  | 130-0017-00-T | B11198 | 6.0V | 2.5Ah | NiCad |  | 51.96
930 Oximeter |  |  | B11198 | 6.0V | 2.5Ah | NiCad |  | 51.96
4003 Smart Monitor 2 |  | 460009-027 | B11274 | 6.0V | 2.15Ah | NiMH |  | 69.94
REVCO SCIENTIFIC
Freezer Back Up |  |  | B00918 | 12.0V | 1.3Ah | Lead Acid |  | 15.58
RICHARDS MEDICAL CO
4000 Tourniquet |  |  | B01024 | 12.0V | 2.5Ah | Lead Acid |  | 89.35
RICO SUCTION LABS
PB-12, PB-12X Aspirator |  |  | B00924 | 12.0V | 7.2Ah | Lead Acid |  | 34.91
RN+/TACTILITICS INC
Nurse Call Signal Unit |  | EBA0004BP | B11339 | 7.2V | 0.7Ah | NiMH |  | 47.52
ROCHE DIAGNOSTICS CORP
Accu-Chek Inform System |  |  | B11369 | 3.7V | 1.55Ah | Li/Ion |  | 109.09
Accu-Chek Advantage Glucose Monitor |  |  | B01813 | 3.0V | 0.54Ah | Li/MnO2 | 2/Unit | 2.08
Accu-Chek Easy Glucose Monitor |  |  | B01351 | 6.0V | Alk | Silver Oxide |  | 14.77
CoaguChek Plus System 512 |  |  | B11202 | 7.2V | 0.7Ah | NiCad |  | 28.75
310, 310E Body Composition Analyzer |  |  | B11279 | 8.4V | 0.65Ah | NiCad |  | 79.77
ROMAN LABS INC
NB200 Freedom Nebulizer |  |  | B00919 | 12.0V | 2.2Ah | Lead Acid |  | 22.15
ROMET
Acoustic Infant Stimulator |  |  | B10415 | 7.2V | 0.25Ah | NiCad |  | 38.77
ROSS PRODUCTS
Embrace Feeding Pump |  |  | OBSOLETE
Flexiflo Companion 083, 084 |  |  | B00901-2 | 4.0V | 1.0Ah | Lead Acid |  | 23.16
Flexiflo Portable Nutrient Pump |  |  | B00937 | 6.0V | 1.0Ah | Lead Acid |  | 21.82
Flexiflo Quantum |  |  | B00920-1 | 8.0V | 2.8Ah | Lead Acid |  | 33.73
Flexiflo II |  |  | B01054 | 6.0V | 2.5Ah | Lead Acid |  | 32.96
ROSS PRODUCTS (Cont)
Flexiflo III |  |  | B00938 | 6.0V | 2.8Ah | Lead Acid |  | 24.17
Patrol Pump |  |  | B11337 | 6.0V | 4.5Ah | Lead Acid |  | 22
RS MEDICAL
RS-2 Muscle Stimulator |  |  | B11136 | 8.4V | 0.6Ah | NiCad |  | 40.53
RS-4M Muscle Stimulator |  | RSBatpak-1 | B11367 | 6.0V | 1.1Ah | NiCad |  | 41.92
RUBBERMAID MEDICAL PRODUCTS
9M09 Medication Cart |  | 9M09AH | B11522 | 7.2V | 2.1Ah | NiMH |  | 44.39
SABRATEK CORP
3030 Clock Battery |  |  | B11188 | 3.0V | 0.165Ah | Li/(CF)n |  | 5.54
3030E-Memory |  |  | B10761 | 4.8V | 0.08Ah | NiMH |  | 13.56
3030 Infusion Pump |  |  | B00330 | 12.0V | 3.2Ah | Lead Acid |  | 55.28
6060 Infusion Pump |  |  | B00800-5 | 9.0V | Alk | Alkaline | 2/Unit | 2.85
SAKURA FINETEK USA INC
E Series Tissue Processor |  |  | B11347 | 3.6V | Lith | Li/SOCl2 |  | 9.99
SANDOZ CLINICAL PRODUCTS
Compact Feeding Pump 199235 |  |  | B00918 | 12.0V | 1.3Ah | Lead Acid |  | 15.58
SANICA GESM.B.H.
Uroplus A20 |  |  | B11060 | 6.0V | 0.11Ah | NiCad |  | 28.11
SARTORIUS CORP
PT6, PT120, PT600, PT1200 Balance |  |  | B00902 | 6.0V | 1.2Ah | Lead Acid |  | 10.6
SCALE-TRONIX INC
48, 2001, 2009, 2700 Scale |  |  | B10140 | 6.0V | 0.7Ah | NiCad |  | 18.63
2500 Bed Scale |  |  | B00902 | 6.0V | 1.2Ah | Lead Acid | 4/Unit | 10.6
4004, 4800, 4802, 5005, 5700 Scale |  |  | B10140 | 6.0V | 0.7Ah | NiCad |  | 18.63
5002 Scale |  | 20009 | B11520 | 7.2V | 1.5Ah | NiCad |  | 43.92
6006, 6500, 6700 Scale |  |  | B10140 | 6.0V | 0.7Ah | NiCad |  | 18.63
6006C Scale |  |  | B10140 | 6.0V | 0.7Ah | NiCad | 2/Unit | 18.63
SCHAERER MAYFIELD USA INC
7300 OR Table |  |  | B02139 | 12.0V | 10.0Ah | Lead Acid | 4/Unit | 128.18
SCHILLER AMERICA
AT-1 EKG Machine |  |  | B00315 | 12.0V | 1.2Ah | Lead Acid |  | 31.11
AT-2 Plus EKG Machine |  |  | B00919 | 12.0V | 2.2Ah | Lead Acid |  | 22.15
AT-3 EKG Machine |  |  | B11012 | 9.6V | 0.7Ah | NiCad | Rebuild | 37.14
AT-5 EKG Machine |  |  | B10962 | 9.6V | 1.1Ah | NiMH |  | 74.21
AT-6 EKG Machine |  |  | B00919 | 12.0V | 2.2Ah | Lead Acid |  | 22.15
AT-10 EKG Machine |  |  | B11292 | 12.0V | 0.8Ah | Lead Acid | 2/Unit | 28.74
AT-10 Plus |  | 2350-8-HRY-AS4LW | B11516 | 9.6V | 2.5Ah | NiMH |  | 99.75
SP-1 Spirometer |  |  | B00315 | 12.0V | 1.2Ah | Lead Acid |  | 31.11
SP-10 Spirometer |  |  | B11292 | 12.0V | 0.8Ah | Lead Acid | 2/Unit | 28.74
SP-200 Pulmonary Function Machine |  |  | B00919 | 12.0V | 2.2Ah | Lead Acid |  | 22.15
SEBRA
1070 Tube Sealer |  |  | B00924 | 12.0V | 7.2Ah | Lead Acid |  | 34.91
1071 Mobile Tube Sealer |  |  | B00607 | 12.0V | 26.0Ah | Lead Acid |  | 143.78
2380 Tube Sealer |  |  | B10725 | 12.0V | 2.5Ah | NiCad |  | 117
SECA CORP
664 Wheelchair Scale |  | CNH-130AAHF2X3 | B11518 | 7.2V | 1.3Ah | NiMH |  | 43.22
727 Electronic Baby Scale (7.2V Version) |  |  | B11121 | 7.2V | 0.7Ah | NiCad |  | 23.11
727 Electronic Baby Scale (9.6V Version) |  |  | B10765 | 9.6V | 0.7Ah | NiCad |  | 31.4
728 Electronic Baby Scale |  | 68-22-12721 | B11269 | 7.2V | 1.6Ah | NiMH |  | 46.3
736 Scale |  |  | B01609 | 1.2V | 0.7Ah | NiCad | 6/Unit | 3.25
SECHRIST INDUSTRIES INC
Millennium Ventilator |  | HR4/5AV-F52PC | B11478 | 12.0V | 2.15Ah | NiMH |  | 119.65
SENSORMEDICS CORP
CGM CO2 Transcutaneous Monitor |  |  | B10282 | 9.6V | 2.2Ah | NiCad | Rebuild | 120.38
ELI-XR, ELI-100, ELI-200 |  |  | B00902 | 6.0V | 1.2Ah | Lead Acid |  | 10.6
Fast Track Monitor |  |  | B10671 | 9.6V | 0.8Ah | NiCad |  | 68.22
Oxyshuttle Oximeter |  |  | B10607 | 9.6V | 2.2Ah | NiCad |  | 84.76
Portable Transcutaneous Oxygen Monitor |  |  | B10282 | 9.6V | 2.2Ah | NiCad | Rebuild | 120.38
SHANDON LIPSHAW
Hyper Center II Tissue Processor Memory |  |  | B00124 | 3.6V | 0.1Ah | NiCad |  | 13.43
Citadel Tissue Processor Memory |  |  | B00124 | 3.6V | 0.1Ah | NiCad |  | 13.43
SHERWOOD MEDICAL CO
Kangaroo Joey Pump |  | F010506WT | B11477 | 3.7V | 4.8Ah | Li/Ion | Rebuild | 74.54
Kangaroo Pet Pump |  |  | B10908 | 3.6V | 1.7Ah | NiCad |  | 26.13
Kangaroo e Pump |  | F010484 | B11404 | 4.8V | 4.0Ah | NiMH |  | 78.32
Kangaroo Pump 2, 22-Three Hour |  |  | B10377 | 12.0V | 1.6Ah | NiCad |  | 65.45
Kangaroo Pump 200, 220, 300 |  |  | B10158 | 12.0V | 1.6Ah | NiCad |  | 60.16
Kangaroo Pump 224, 324 - NiCad |  |  | B10426 | 7.2V | 1.6Ah | NiCad |  | 40.68
Kangaroo Pump 224, 324-Clock |  |  | B00571 | 4.5V | 0.6Ah | Alkaline |  | 28.53
Kangaroo Pump 324 - NiMH |  | 010263 Rev 4 | B11409 | 7.2V | 1.1Ah | NiMH |  | 45.45
Kangaroo Pump 330 |  |  | B10252 | 12.0V | 1.6Ah | NiCad |  | 58.4
Resprodyne Pulmonary Monitor Model 5-7930 |  |  | B10601 | 7.2V | 0.2Ah | NiCad |  | 39.52
Resprodyne Pulmonary Monitor Model 5-7935 |  |  | B10172 | 4.8V | 0.7Ah | NiCad | SOCWH | 16.58
1500 Electronic Thermometer |  |  | B10590 | 6.0V | 1.8Ah | Li/(CF)n |  | 41.27
| Single Cell with PC Pins |  | B10804 | 3.0V | 1.7Ah | Li/MnO2 | 2/Unit | 14.52
SHIMADZU MEDICAL SYSTEMS
Mobile X-Ray WFLNC-125 |  |  | B00934 | 12.0V | 33.0Ah | Lead Acid | 2/Unit | 170.51
MUX-100H Portable X-Ray |  |  | B00651 | 12.0V | 8.5Ah | Lead Acid | 20/Unit | 47.94
SIEMEN'S MEDICAL SYSTEMS
BAT-PAK 3, Portable Monitor Model 402, 403 |  |  | B10554 | 28.0V | 2.5Ah | Lead Acid |  | 119.49
LEM Portable X-Ray |  |  | B00256 | 12.0V | 12.0Ah | Lead Acid | 4/Unit | 80.44
LEM Plus Nuclear Camera |  |  | B00249 | 12.0V | 33.0Ah | Lead Acid | 2/Unit | 177.02
Micro 02 Pulse Oximeter |  |  | B00566 | 3.9V | 1.0Ah | Li/MnO2 |  | 53.64
Mini Med III Infusion System Model MMT-9500 |  |  | B10805 | 3.6V | 1.7Ah | NiCad | Insert | 26.13
Mini Med III Memory |  |  | B11008 | 3.0V | 2.5Ah | Li/MnO2 |  | 23.83
Mobilett Plus X Ray |  |  | B02139 | 12.0V | 10.0Ah | Lead Acid | 16/Unit | 128.18
Mobilett Plus HP X-Ray |  |  | B02139 | 12.0V | 10.0Ah | Lead Acid | 16/Unit | 128.18
MV74 Linear Accelerator |  |  | B10953 | 4.8V | 0.6Ah | NiCad | 3/Unit | 22.91
Periotest |  |  | B10626 | 12.0V | 0.7Ah | NiCad |  | 36.17
Polydoros-CMOS |  |  | B11383 | 3.6V | 0.85Ah | Li/SOCl2 |  | 15.55
Quantum QUD-1 Angio Dynagraph |  |  | B10886 | 9.6V | 0.6Ah | NiCad |  | 44.05
ROLM 900 Cellular Phone |  |  | B10832 | 6.0V | 0.25Ah | NiCad |  | 40.28
SC6000 Portable Monitor |  |  | B00933 | 12.0V | 2.0Ah | Lead Acid |  | 44.47
SC7000 Internal Battery |  |  | B00885 | 12.0V | 3.4Ah | Lead Acid |  | 51.5
SC7000 External Battery |  |  | B00932 | 12.0V | 2.3Ah | Lead Acid |  | 37.46
SC9000 |  |  | B00933 | 12.0V | 2.0Ah | Lead Acid |  | 44.47
SC9000-Internal Battery |  |  | B11197 | 6.0V | 1.4Ah | NiCad | 2/Unit | 48.59
SC9000 Transport Power Pack |  |  | B11313 | 12.0V | 5.0Ah | NiCad |  | 169.14
Servox Voice Box |  |  | B10415 | 7.2V | 0.25Ah | NiMH |  | 38.77
Servo i Ventilator | [6 empty] | OEM only
Servo i-Memory |  |  | B11080 | 3.6V | 2.5Ah | Li/SO2Cl2 |  | 18.32
Servo 300 Ventilator |  |  | B00886 | 12.0V | 2.2Ah | Lead Acid | 2/Unit | 45.5
Servo 300-Memory |  |  | B11080 | 3.6V | 2.5Ah | Li/SO2Cl2 |  | 18.32
Sirecust Bed Monitor-Model 400, 404, 456
| Rectangle Shape-3 Wire |  | B10513 | 24.0V | 0.27Ah | NiCad |  | 83.52
| Trapezoid Shape |  | B10618 | 24.0V | 0.2Ah | NiCad |  | 167.75
Somatom Plus CT |  | EA1AAA321JO | B11382 | 3.6V | 0.25Ah | NiCad |  | 25.95
Sonoline Antares Ultrasound Quick Start Battery |  | 4834789 | B11446 | 4.8V | 4.5Ah | NiMH | Rebuild | 87.62
160 Ventilator Power Pack |  |  | B00240 | 12.0V | 60.0Ah | Lead Acid |  | 430.17
341 Transport Monitor |  |  | B10458 | 12.0V | 3.4Ah | Lead Acid | SOCWH | 103.36
390 Flat Screen |  |  | B11080 | 3.6V | 1.9Ah | Li/SO2Cl2 |  | 18.32
900C |  |  | B11080 | 3.6V | 1.9Ah | Li/SO2Cl2 |  | 18.32
113001D OR Table Remote Control |  |  | B00926 | 12.0V | 12.0Ah | Lead Acid |  | 58.57
SIGMA INC
4000 Infusion Pump |  |  | B00924 | 12.0V | 7.2Ah | Lead Acid |  | 34.91
5000 Infusion Pump |  |  | B00330 | 12.0V | 3.2Ah | Lead Acid |  | 55.28
6000, 6000 Plus Infusion Pump |  |  | B02147 | 12.0V | 3.5Ah | Lead Acid |  | 89.5
7000, 7200 Infusion Pump |  |  | B11023 | 12.0V | 3.2Ah | Lead Acid |  | 129.48
8000 Infusion Pump |  |  | B11089 | 12.0V | 2.5Ah | Lead Acid |  | 87.65
8000 Infusion Pump-Memory |  |  | B10084 | 3.6V | 0.9Ah | Li/SOCl2 |  | 7.45
8002 Infusion Pump |  | 460005-129 | B11373 | 12.0V | 4.5Ah | NiMH |  | 199.71
SILOGIC DESIGN
EC60 ECG Monitor |  |  | B11077 | 6.0V | 2.0Ah | NiCad |  | 61.67
SITE MICROSURGICAL SYSTEMS
Regular Site Machine |  |  | B00920-1 | 8.0V | 2.8Ah | Lead Acid |  | 33.73
1919-P-5020 Medic Lux |  |  | B11355 | 3.6V | 0.75Ah | NiCad |  | 23.69
1919-P-5063 Light Source |  |  | B10234 | 6.0V | 1.6Ah | NiCad |  | 34.49
1919-P-5119 Vantage Indirect Light Source |  | 69100860 | B11302 | 6.0V | 1.5Ah | NiCad | SOWHC | 35.37
SKANOR INC
Metron QA5 |  |  | B00108 | 8.4V | 0.18Ah | NiMH |  | 15.39
SKYTRON DIVISION / KMW GROUP
6001 Elite OR Table |  |  | B00322 | 12.0V | 17.2Ah | Lead Acid | 2/Unit | 140.97
6500 Elite OR Table-Nut and Bolt |  |  | B00322 | 12.0V | 17.2Ah | Lead Acid | 2/Unit | 140.97
6500 Elite OR Table-Faston |  |  | B00928 | 12.0V | 18.0Ah | Lead Acid | 2/Unit | 80.72
SMITHS MEDICAL MD INC
CADD TPN 5700 Infusion Pump |  | 21-2357 | B10729 | 12.0V | 1.2Ah | NiCad | NiCd | 83.07
CADD TPN 5700 Infusion Pump |  | 21-3802 | B10966 | 12.0V | 1.8Ah | NiMH | NiMH | 120.5
SIMS 3000 Pump |  |  | B00811 | 12.0V | 1.3Ah | Lead Acid |  | 39.5
SMITHS MEDICAL PM INC
9200 Advisor Vital Signs Monitor |  | 57626B4 | B11459 | 16.8V | 2.0Ah | NiCad |  | 88.78
SOMONETICS CORP
4100 Invos Cerebral Oximeter |  |  | B02147 | 12.0V | 3.5Ah | Lead Acid |  | 89.5
SONICAID MEDICAL
D100R, D102R Fetal Heart Monitor |  |  | B10156 | 8.4V | 0.17Ah | NiCad | 2/Unit | 29.96
D104R Pocket Sonicaid |  |  | B00108 | 8.4V | 0.18Ah | NiMH |  | 15.39
D205 Fetal Heart Monitor |  |  | B10233 | 8.4V | 0.28Ah | NiCad | 3/Unit | 29.96
Pocket Doppler |  |  | B01609 | 1.2V | 0.7Ah | NiCad | 2/Unit | 3.25
Ultrasound Fetal Monitor |  |  | B10156 | 8.4V | 0.17Ah | NiCad |  | 29.96
SONO SITE INC
Titan Ultrasound |  | P02569-02 | B11430 | 11.2V | 4.3Ah | Li/Ion | Rebuild | 171.31
Ultrasound |  | P00049-02 | B11309 | 10.8V | 4.3Ah | Li/Ion | Rebuild | 168.66
180+ Ultrasound |  | P00049-03 | B11503 | 11.1V | 4.4Ah | Li/Ion | Rebuild | 169.18
SONTEK MEDICAL INC
SM15001 Bodai Communicator |  |  | B10217 | 3.6V | 2.3Ah | NiCad |  | 31.47
SPACELABS MEDICAL INC
Aria Holter Monitor - Memory |  |  | B01809-1 | 3.0V | 0.2Ah | Li/SO2Cl2 |  | 2.18
Arrhythmia 2 Recorder |  |  | OBSOLETE
Arrhythmia 14 Recorder |  |  | B02127 | 8.0V | 3.2Ah | Lead Acid | 2/Unit | 86.03
Biotel 310 |  |  | B00108 | 8.4V | 0.18Ah | NiMH |  | 15.39
Media Analyzer |  |  | B00330 | 12.0V | 3.2Ah | Lead Acid |  | 55.28
PC Display I, II |  | 384225-002 | B00919 | 12.0V | 2.2Ah | Lead Acid | 2/Unit | 22.15
PC I-Memory |  | 384322-001 | B01650 | 3.0V | 1.7Ah | Li/MnO2 |  | 9.23
PC Scout Monitor - Lead Acid |  | 146-0018-00 | B00932 | 12.0V | 2.3Ah | Lead Acid |  | 37.46
PC Scout Monitor - NiMH |  | 146-0055-00 | B11386 | 12.0V | 2.45Ah | NiMH |  | 127.55
PC System Printer |  |  | B00919 | 12.0V | 2.2Ah | Lead Acid |  | 22.15
Saturn 5 Monitor |  |  | B02120 | 6.0V | 6.5Ah | Lead Acid | 2/Unit | 130.57
410 Monitor |  |  | B01000 | 1.2V | 2.5Ah | NiCad | 10/Unit | 5.87
600 Patient Monitor |  |  | B10193 | 18.0V | 3.2Ah | Lead Acid | Insert | 91.23
610 Patient Monitor |  |  | B00932-1 | 12.0V | 2.0Ah | Lead Acid |  | 41.96
2406 Alpha Auto Recorder |  |  | OBSOLETE
2446 System Recorder |  |  | B00919 | 12.0V | 2.2Ah | Lead Acid |  | 22.15
4045 Monitor/Defibrillator |  |  | B10148 | 24.0V | 1.6Ah | NiCad |  | 136.67
4045 Clock Battery |  |  | B01649 | 3.0V | 0.28Ah | Li/MnO2 |  | 3.86
7200 Holter Recorder |  |  | B10842 | 4.8V | 0.8Ah | NiCad |  | 34.99
9263, 9700 Monitor |  |  | B10193 | 18.0V | 3.2Ah | Lead Acid | Insert | 91.23
90203 Monitor - Lead Acid |  |  | B00932 | 12.0V | 2.3Ah | Lead Acid |  | 37.46
90203 Monitor - NiMH |  | 146-0055-00 | B11386 | 12.0V | 2.45Ah | NiMH |  | 127.55
90303, 90311, 90312B PC Monitor |  | 384225-002 | B01024 | 12.0V | 2.5Ah | Lead Acid |  | 89.35
90303B Memory |  | 384322-001 | B00888 | 3.0V | Lith | Li/MnO2 |  | 5.03
90305, 90306 PC 2 Monitor |  | 146-0014-00 | B02127 | 8.0V | 3.2Ah | Lead Acid |  | 86.03
90308 PC Express Monitor - Lead Acid |  | 146-0018-00 | B00932 | 12.0V | 2.3Ah | Lead Acid | 3/Unit | 37.46
90308 PC Express Monitor - NiMH |  | 146-0055-00 | B11386 | 12.0V | 2.45Ah | NiMH | 3/Unit | 127.55
90309 PC Scout Monitor - Lead Acid |  | 146-0018-00 | B00932 | 12.0V | 2.3Ah | Lead Acid |  | 37.46
90309 PC Scout Monitor - NiMH |  | 146-0055-00 | B11386 | 12.0V | 2.45Ah | NiMH |  | 127.55
90312-Memory |  | 384322-001 | B00888 | 3.0V | 1.3Ah | Li/MnO2 |  | 5.03
90315, 90316 PC 2 Monitor |  | 146-0014-00 | B02127 | 8.0V | 3.2Ah | Lead Acid |  | 86.03
90322, 90323 PC System Printer |  | 384225-002 | B01024 | 12.0V | 2.5Ah | Lead Acid |  | 89.35
90363, 90364 Monitor |  | 146-0053-00 | B11163 | 12.0V | 0.65Ah | NiMH |  | 60.8
SPACELABS MEDICAL INC (Cont)
90363, 90364 Monitor - Memory |  |  | B00888 | 3.0V | 1.3Ah | Li/MnO2 |  | 5.03
90367, 90369 Monitor - Lead Acid |  | 146-0018-00 | B00932 | 12.0V | 2.3Ah | Lead Acid | 2/Unit | 37.46
90367, 90369 Monitor - NiMH |  | 146-0055-00 | B11386 | 12.0V | 2.45Ah | NiMH |  | 127.55
90385 Monitor |  | 146-0046-00 | B00108 | 8.4V | 018Ah | NiMH |  | 15.39
| and | 384322-001 | B00878 | 3.0V | 1.2Ah | Li/(CF)x |  | 9.94
90387 Monitor |  | 146-0053-00 | B11163 | 12.0V | 0.65Ah | NiMH |  | 60.8
90415 Remote Housing |  | 384417-001 | B00901-2 | 4.0V | 1.0Ah | Lead Acid |  | 23.16
90419, 90501 Pulse Oximeter |  |  | B00804 | 6.0V | 3.4Ah | Lead Acid |  | 45.51
90479 Telemetry Receiver |  | 146-0039-00 | B10969 | 12.0V | 3.8Ah | Lead Acid |  | 89.7
90486 Power Supply |  | 146-0044-00 | B10978 | 12.0V | 0.8Ah | Lead Acid |  | 50.53
90491 Module Housing |  | 146-0018-00 | B00932 | 12.0V | 2.3Ah | Lead Acid |  | 37.46
90499 2 Bay Module Housing |  | 146-0053-00 | B11163 | 12.0V | 0.65Ah | NiMH |  | 60.8
90518 Multi Gas Analyzer |  | 146-0044-00 | B11292 | 12.0V | 0.8Ah | Lead Acid | 2/Unit | 28.74
90600, 90601A, 90602A, 90603, 90603A Monitor Block Battery |  |  | B10193 | 18.0V | 3.2Ah | Lead Acid | Insert | 91.23
90600, 90601A, 90602A, 90603, 90603A Monitor Hawker Pack |  |  | B10192 | 18.0V | 2.5Ah | Lead Acid | Insert | 117.31
90600 Series-Clock |  |  | B00893 | 3.0V | Lith | Li/(CF)n |  | 4.16
90621A, 90622A, 90623A Monitor |  |  | B10193 | 18.0V | 3.2Ah | Lead Acid |  | 91.23
90700, 90701, 90721, 90724 Monitor Hawker Pack |  |  | B11003 | 18.0V | 2.5Ah | Lead Acid |  | 127.22
91369 Ultraview SL2400 Monitor |  | 146-0055-00 | B11386 | 12.0V | 2.45Ah | NiMH |  | 127.55
91387 Monitor |  | 146-0053-00 | B11163 | 12.0V | 0.65Ah | NiMH |  | 60.8
SPIROMETRICS MED EQUIP
Flo Mate Spirometer-Back Up |  |  | B00124 | 3.6V | 0.1Ah | NiCad |  | 13.43
FMI-III Spirometer
| 2400, 2453, 2500 |  | B10926 | 3.6V | 0.11Ah | NiCad |  | 20.39
S R INSTRUMENTS INC
200 Scale |  |  | B00920-1 | 8.0V | 2.8Ah | Lead Acid |  | 33.73
210 Scale |  |  | B00938 | 6.0V | 2.8Ah | Lead Acid |  | 24.17
500 Scale-Hawker Pack |  |  | B11334 | 6.0V | 2.5Ah | Lead Acid | Rebuild | 39.12
SSCOR INC
Battery Part Number
| 80033-10 |  | B10992 | 12.0V | 7.5Ah | Lead Acid |  | 50.53
| 80133 PV/FV |  | B10997 | 12.0V | 4.5Ah | Lead Acid |  | 44.99
| 80333 |  | B11032 | 12.0V | 4.5Ah | Lead Acid |  | 38.72
| 80611 |  | B11285 | 12.0V | 0.5Ah | Lead Acid |  | 52.93
| 80613 |  | B11371 | 13.5V | Alk | Alkaline |  | 22.43
| 80633-1 |  | B10989 | 12.0V | 2.8Ah | Lead Acid |  | 48
| 80634 |  | B11042 | 12.0V | 2.8Ah | Lead Acid |  | 48.65
| 80635 |  | B11042 | 12.0V | 2.8Ah | Lead Acid |  | 48.65
| 80636 |  | B10991 | 12.0V | 2.6Ah | Lead Acid |  | 34.42
| 80637 |  | B10994 | 12.0V | 2.6Ah | Lead Acid |  | 34.42
| 80638 |  | B11125 | 12.0V | 2.8Ah | Lead Acid |  | 45.13
Suction Unit Model Number
| 2014 | 80634 | B11042 | 12.0V | 2.8Ah | Lead Acid |  | 48.65
| 2014 A | 80636 | B10991 | 12.0V | 2.6Ah | Lead Acid |  | 34.42
| 2100 | 80636 | B10991 | 12.0V | 2.6Ah | Lead Acid |  | 34.42
| 2109 | 80637 | B10994 | 12.0V | 2.6Ah | Lead Acid |  | 34.42
| 2309 | 80638 | B11125 | 12.0V | 2.8Ah | Lead Acid |  | 45.13
| 2310 | 80634 | B11042 | 12.0V | 2.8Ah | Lead Acid |  | 48.65
| 2314 | 80634 | B11042 | 12.0V | 2.8Ah | Lead Acid |  | 48.65
| 2315 | 80638 | B11125 | 12.0V | 2.8Ah | Lead Acid |  | 45.13
| 2400 | 80611 | B11285 | 12.0V | 0.5Ah | Lead Acid |  | 52.93
| 2403 | 80613 | B11371 | 13.5V | Alk | Alkaline |  | 22.43
| 10552 | 80133 | B10997 | 12.0V | 4.5Ah | Lead Acid |  | 44.99
| 15002 | 80333 | B11032 | 12.0V | 4.5Ah | Lead Acid |  | 38.72
| 30002 |  | B10911 | 12.0V | 5.0Ah | Lead Acid |  | 149.77
| 40002 |  | B10911 | 12.0V | 5.0Ah | Lead Acid |  | 149.77
| 40014 | 80033-10 | B10992 | 12.0V | 7.5Ah | Lead Acid |  | 50.53
| 45000 | 80033-10 | B10992 | 12.0V | 7.5Ah | Lead Acid |  | 50.53
| 45001 | 80033-10 | B10992 | 12.0V | 7.5Ah | Lead Acid |  | 50.53
| 64000 | 80633-1 | B10989 | 12.0V | 2.8Ah | Lead Acid |  | 48
| 74000 | 80638 | B11125 | 12.0V | 2.8Ah | Lead Acid |  | 45.13
| 90024 | 80133 | B10997 | 12.0V | 4.5Ah | Lead Acid |  | 44.99
| 90032 | 80133 | B10997 | 12.0V | 4.5Ah | Lead Acid |  | 44.99
S & S TECHNOLOGY DIVISION
MC-03 Medcart |  |  | B00824 | 12.0V | 7.2Ah | Lead Acid |  | 45.5
PRN-15 Medcart |  |  | B00258 | 12.0V | 42.0Ah | Lead Acid |  | 287.28
STACKHOUSE INC
FM-500 |  |  | B10809 | 4.8V | 1.6Ah | NiCad | Rebuild | 35.34
FM-500/SP |  |  | B11493 | 4.8V | 5.0Ah | NiCad | Rebuild | 78.06
FM-500/6 |  |  | B10925 | 4.8V | 1.8Ah | NiCad | Rebuild | 36.58
Freedom Aire FM-500/NMH |  |  | B11280 | 4.8V | 3.0Ah | NiMH | Rebuild | 58.11
STEREO OPTICAL CO
Copeland Optec 360 Retinoscope
| P/N 360-129 | 360-129 | B10510 | 2.4V | 0.7Ah | NiCad |  | 13.58
| P/N 360-H11 | 360-H11 | B10996 | 3.6V | 0.27Ah | NiCad | Rebuild | 22.2
STERIS CORP
EPC 250 Stretcher |  |  | B00902 | 6.0V | 1.3Ah | Lead Acid | 4/Unit | 10.6
Hausted Surgi-Chair |  |  | B00918 | 12.0V | 1.3Ah | Lead Acid |  | 15.58
3080 Surgical Table-Drive |  |  | B00930-1 | 12.0V | 26.0Ah | Lead Acid | 2/Unit | 140.64
3080 Surgical Table-Control |  | 93908-637 | B10998 | 12.0V | 2.8Ah | Lead Acid | 2/Unit | 41.66
3085 Surgical Table-Drive |  |  | B00815-1 | 12.0V | 28.0Ah | Lead Acid | 2/Unit | 195
3085 Surgical Table-Control |  | 93908-637 | B10998 | 12.0V | 2.8Ah | Lead Acid | 2/Unit | 41.66
STRATO MEDICAL CORP
PSM 9000 PCA Syringe Pump |  |  | B10766 | 6.0V | 0.7Ah | NiCad |  | 29.54
STRYKER
iSwitch Wireless Foot Control |  | 277-300-100 | B11495 | 6.0V | ALK | Alkaline |  | 15.08
Neptune 7001 Waste Management System |  |  | B00924 | 12.0V | 7.2Ah | Lead Acid |  | 34.91
P/N 4112, 4212 |  |  | B11036 | 9.6V | 0.6Ah | NiCad | Rebuild | 57.24
P/N 4115 | [6 empty] | OEM only
P/N 4215 |  |  | B11338 | 9.6V | 1.25Ah | NiCad | Insert | 71.07
T-4 Power Pack 400-650 |  |  | B11175 | 6.0V | 3.5Ah | NiMH | Insert | 86.01
Zoom Bed |  |  | B00934 | 12.0V | 33.0Ah | Lead Acid | 2/Unit | 170.51
938-31-17 Bed Monitor |  |  | B10328 | 7.2V | 0.2Ah | NiCad |  | 52.02
1990-1 |  |  | B00931 | 12.0V | 40.0Ah | Lead Acid |  | 204.33
1998 Bed Monitor |  |  | B00914 | 6.0V | 12.0Ah | Lead Acid |  | 29.2
2400 Series-#2115 |  |  | B10806 | 9.6V | 1.25Ah | NiCad | Insert | 64.21
SUNRISE MEDICAL CORP
Biomedics Controller |  |  | B00924 | 12.0V | 7.2Ah | Lead Acid |  | 34.91
CHLA Litter Lift |  |  | B00934 | 12.0V | 33.0Ah | Lead Acid |  | 170.51
Dynavox DV3100 Speech Therapy Unit |  |  | B11262 | 9.6V | 4.0Ah | NiMH |  | 135.5
Hoyer Lifter |  |  | B00249 | 12.0V | 33.0Ah | Lead Acid |  | 177.02
Hoyer Partner Lift |  |  | B10950 | 13.2V | 4.4Ah | NiCad |  | 181.84
HPL600WB Patient Lift |  |  | B00919-2 | 12.0V | 2.9Ah | Lead Acid |  | 31.76
Pro Air Controller |  |  | B00924 | 12.0V | 7.2Ah | Lead Acid | 2/Unit | 34.91
Pro Assist PA300 Patient Lift |  |  | B01056 | 6.0V | 8.0Ah | Lead Acid | 2/Unit | 59.89
Trans-Aid Bed Scale |  |  | B00902 | 6.0V | 1.2Ah | Lead Acid |  | 10.6
SUPERIOR HEALTHCARE
83004 Feeding Pump |  |  | B00918 | 12.0V | 1.3Ah | Lead Acid |  | 15.58
SURGIDYNE
Varidyne Model 350-2I, 350-2ID |  |  | B10277 | 7.2V | 1.6Ah | NiCad |  | 42.44
SURVIVAL TECHNOLOGIES
EMS-BP 711 Blood Pressure Monitor |  |  | B00918 | 12.0V | 1.3Ah | Lead Acid |  | 15.58
Life Guard 9 |  |  | B10223 | 24.0V | 1.1Ah | NiCad | Rebuild | 105.56
Minicorder ECG M401 |  |  | B00835 | 1.2V | 0.6Ah | NiCad |  | 2.75
Pantridge 6/Lifeguard Monitor/Defibrillator |  |  | B10553 | 24.0V | 0.6Ah | NiCad | Rebuild | 109.95
Pantridge 6/Lifeguard Recorder |  |  | B10189 | 24.0V | 0.6Ah | NiCad |  | 88.11
280, 280A Monitor/Defibrillator |  |  | B10189 | 24.0V | 0.6Ah | NiCad | Insert | 88.11
SURVIVALINK CORP
First Responder 9001, 9004 |  |  | B00932 | 12.0V | 2.3Ah | Lead Acid |  | 37.46
SUTTER CORP
Continuous Passive Motion Machine Model 2010 |  |  | B10038 | 3.6V | 0.7Ah | NiCad |  | 12.44
SYBRON-THERMOLYNE CORP
Act Blood Monitor 1-25925 |  |  | B01007 | 6.0V | 2.5Ah | Lead Acid |  | 49.78
Portable Blood Coagulator |  |  | B01007 | 6.0V | 2.5Ah | Lead Acid |  | 49.78
SYLVAN CORP
100, 200, 500 Pediascan |  |  | B10719 | 7.2V | 1.8Ah | NiCad |  | 36.7
TEKTRONIX
Scope |  |  | B10332 | 6.0V | 0.8Ah | NiCad | 2/Unit | 43.3
THS 700 Series Oscilloscope |  | THS7BAT | B11316 | 4.8V | 3.0Ah | NiCad |  | 75.6
TPR-1302 |  |  | B10439 | 10.8V | 2.5Ah | NiCad |  | 82.47
212 Oscilloscope |  |  | B10198 | 6.0V | 0.7Ah | NiCad |  | 22.49
221 Oscilloscope |  |  | B10859 | 6.0V | 1.2Ah | NiCad |  | 55.32
305DMM Oscilloscope |  |  | B11356 | 7.2V | 2.5Ah | NiCad | Insert | 60.6
326 Portable Oscilloscope |  |  | B01104 | 1.2V | 4.4Ah | NiCad |  | 13.42
TELEMED
6000 EKG |  |  | B10964 | 12.0V | 2.7Ah | Lead Acid |  | 50.93
6000 Memory |  |  | B10086 | 3.6V | 0.06Ah | NiCad |  | 9.4
THERA SENSE INC
Freestyle Blood Glucose Monitor |  |  | B01392 | 1.5V | Alk | Alkaline |  | 4.7
THERMO ELECTRON CORP
Miran 203 NO2 Gas Analyzer |  |  | B10890 | 7.2V | 7.0Ah | NiCad | Rebuild | 188.61
Miran Sapphire |  | CR014GZ | B11336 | 7.2V | 5.0Ah | NiCad | Rebuild | 112.08
501A-5R Monitor |  |  | B11366 | 6.0V | 1.5Ah | NiCad |  | 31.84
THORATEC LABORATORIES CORP
CentriMag Blood Pump - Primary Console |  | 91-0000-04-3 Rev 001 | B11517 | 20.4V | 4.5Ah | NiMH |  | 242.14
CentriMag Blood Pump - Back Up Console |  | 201-30009 | B11505 | 31.5V | ALK | Alkaline |  | 84.72
Ventricular Assist Device-UPS Battery |  | 20002-0000-062 | B00320 | 12.0V | 7.0Ah | Lead Acid | 6/Unit | 41.96
3 M HEALTHCARE
Air Mate 1, 3, Hepa 10, 12 |  | 007-00-15F | B10979 | 3.6V | 5.0Ah | NiCad | Rebuild | 64.59
Delphin 700 |  |  | B00924 | 12.0V | 7.2Ah | Lead Acid |  | 34.91
Guardian Volumetric Infusion Pump 100, 200, 210, 400, 501 |  |  | B00919 | 12.0V | 2.2Ah | Lead Acid |  | 22.15
Micro 285 Infusion Pump |  |  | B00919 | 12.0V | 2.2Ah | Lead Acid |  | 22.15
Tuberculosis Respirator |  | GVP-111 | B11288 | 4.8V | 7.0Ah | NiCad | Rebuild | 128.58
3000 Infusion Pump |  |  | B00811 | 12.0V | 1.3Ah | Lead Acid |  | 39.5
5000 System I Blood Pump |  |  | B00926 | 12.0V | 12.0Ah | Lead Acid |  | 58.57
6000 Surgical Clippers |  |  | B10722 | 2.4V | 0.7Ah | NiCad |  | 10.05
7800 Centrifuge Pump System |  |  | B00256 | 12.0V | 12.0Ah | Lead Acid |  | 80.44
8000 Profusion System |  |  | B00926 | 12.0V | 12.0Ah | Lead Acid | 2/Unit | 58.57
9000 Profusion System |  |  | B00230 | 12.0V | 28.0Ah | Lead Acid | 2/Unit | 181.35
9602 Surgical Clippers |  |  | B10722 | 2.4V | 0.7Ah | NiCad |  | 10.05
9661 Shaver |  |  | B01101 | 1.2V | 1.6Ah | NiCad |  | 4.53
9671 Surgical Clipper |  | 93157 | B11402 | 1.2V | 1.45Ah | NiMH |  | 7.58
TIMETER INSTRUMENTS
Group Drip Watch Monitor |  |  | B10198 | 6.0V | 0.7Ah | NiCad |  | 22.49
L A P Spirometry System |  |  | B10198 | 6.0V | 0.7Ah | NiCad |  | 22.49
TOITU CO LTD
FD-400 Fetal Doppler |  | 10N-600AA | B11245 | 12.0V | 0.7Ah | NiCad | Rebuild | 37.93
TOLEDO SCALE INC
11617600A Infant Scale |  |  | B00924 | 12.0V | 7.2Ah | Lead Acid |  | 34.91
TRIMED CORP
510 Respiration Monitor |  |  | B10515 | 6.0V | 0.7Ah | NiCad |  | 26.01
TRUMPF MEDICAL SYSTEMS INC
Jupiter Operating Table |  |  | B02139 | 12.0V | 10.0Ah | Lead Acid |  | 128.18
Mars Operating Table |  |  | B02139 | 12.0V | 10.0Ah | Lead Acid | 2/Unit | 128.18
TYCO HEALTHCARE
9525 SCD Express Compression System Controller | [6 empty] | OEM Only
UE SYSTEMS INC
Ultra Probe 2000 Tone Generator |  | BPA-1 | B11114 | 4.8V | 0.6Ah | NiCad | Rebuild | 34.36
UNIVERSAL MEDICAL PRODUCTS
WT-I Transmitter |  | GP30AAK3BMX | B11359 | 3.6V | 0.4Ah | NiCad |  | 20.77
VALHALLA SCIENTIFIC MEDICAL
Body Composition Analyzer Model 1990B |  |  | B10865 | 9.6V | 0.28Ah | NiCad |  | 36.5
VARIAN MEDICAL SYSTEMS
Infrared Hand Pendant |  | 400552R01 | B11319 | 4.8V | 0.7Ah | NiCad |  | 23.6
VARIDYNE
140, 350-2I Vacuum Controller |  |  | B10277 | 7.2V | 1.6Ah | NiCad |  | 42.44
500-22E Vacuum Controller |  |  | B00924 | 12.0V | 7.2Ah | Lead Acid |  | 34.91
VERSAMED INC
Ivent 201 |  |  | B00924-1 | 12.0V | 7.2Ah | Lead Acid |  | 34.91
VERSUS TECHNOLOGY INC
IR Locator Badge |  |  | B00476 | 3.5V | 0.75Ah | Li/MnO2 |  | 16.68
VIASYS HEALTHCARE INC
AVEA Ventilator |  | 68339A | B11407 | 24.0V | 4.5Ah | NiMH |  | 320
Avian Portable Ventilator-15365 |  |  | B00904 | 6.0V | 4.5Ah | Lead Acid |  | 13.09
T-Bird Legacy Ventilator |  |  | B11469 | 12.0V | 0.8Ah | Lead Acid | 4/Unit | 25.18
T-Bird Ventilator |  | 21542 | B11353 | 12.0V | 4.5Ah | NiMH |  | 196.65
Vela Ventilator |  | 21542 | B11418 | 12.0V | 4.5Ah | NiMH | 4/Unit | 193.12
VSO2 Internal Battery |  |  | B00939 | 12.0V | 0.8Ah | Lead Acid | 4/Unit | 29.17
VSO2 External Battery |  |  | B00919 | 12.0V | 2.2Ah | Lead Acid | 4/Unit | 22.15
4400 Portable Oximeter 9545, 9579 |  |  | B10816 | 4.8V | 0.7Ah | NiCad |  | 18.34
VITALCOM
PDT 4000 Digital Transmitter |  | 052330 | B10904 | 4.8V | 0.25Ah | NiCad |  | 33.98
VICTOREEN INC
425 Frisker |  |  | B10666 | 18.0V | 1.0Ah | Lead Acid |  | 71.04
425A Frisker |  |  | B10873 | 12.0V | 1.0Ah | Lead Acid |  | 50.3
VISTA ENVIRONMENTAL
858 Heat Stress Monitor |  |  | B10793 | 4.8V | 0.7Ah | NiCad |  | 18.34
VITALOGRAPH INC
Compact Spirometer |  |  | B11289 | 3.6V | 0.15Ah | NiMH |  | 17.87
2120 Portable Spirometer |  | 2120.007 | B11189 | 3.6V | 0.7Ah | NiCad |  | 20.34
VITALOG MONITORING INC
3000 Sleep Monitor |  |  | B10647 | 4.8V | 4.4Ah | NiCad |  | 63.37
3001 Sleep Monitor |  |  | B10646 | 6.0V | 4.4Ah | NiCad |  | 76.24
4000 Sleep Monitor |  |  | B10648 | 7.2V | 4.4Ah | NiCad |  | 89.1
5000 Sleep Monitor |  |  | B10635 | 7.2V | 1.4Ah | NiCad |  | 56.89
PMS-8 |  |  | B10662 | 4.8V | 0.7Ah | NiCad |  | 21.87
WAHL
Isotip Soldering Iron |  |  | B10461 | 2.4V | 1.6Ah | NiCad |  | 14.15
WAKELING MEDICAL
Fetal Heart Detector PD120-Rechargeable |  |  | B00108 | 8.4V | 0.18Ah | NiMH |  | 15.39
Fetal Heart Detector PD120-Alkaline |  |  | B00800-5 | 9.0V | Alk | Alkaline |  | 2.85
WAMPOLE LABORATORIES
Stat-Crit |  | 38131 | B11244 | 8.4V | 0.7Ah | NiCad | Rebuild | 33.46
WATERS INSTRUMENTS
Mox 100 |  |  | B00914 | 6.0V | 12.0Ah | Lead Acid |  | 29.2
Mox 100TM |  |  | B00256 | 12.0V | 12.0Ah | Lead Acid |  | 80.44
RM3 Renal Preservation System |  |  | B00256 | 12.0V | 13.0Ah | Lead Acid | 2/Unit | 80.44
WELCH-ALLYN
AED 10 |  | 00185-2 | B11387 | 12.0V | 3.0Ah | Li/MnO2 |  | 64.09
AED 20 - Non-rechargeable |  | 00183-0E | B11387 | 12.0V | 3.0Ah | Li/MnO2 |  | 64.09
AED 20 - Rechargeable |  | 001829-E |  |  |  |  | OEM Only
Atlas Monitor |  | 6200-41 | B11311 | 6.0V | 7.2Ah | Lead Acid |  | 56.77
Audio Path |  | 1770-9672 | B11176 | 7.2V | 0.95Ah | NiCad |  | 50.1
LXI Spot Vital Signs Monitor |  | 400732 | B11453 | 6.0V | 6.0Ah | Lead Acid |  | 39.1
Micropaq 402 Monitor |  | 011-0019-04 | B11468 | 8.4V | 1.8Ah | Li/Ion | Rebuild | 60.43
PIC 30, 40, 50 Monitor/Defibrilator |  | 001647-U | B11254 | 12.0V | 4.0Ah | NiMH | Rebuild | 164.97
SureTemp 679 |  |  | B11284 | 6.0V | 2.5Ah | Li/MnO2 |  | 39.07
53NTO, 53OTO Vital Signs Monitor |  |  | B11277 | 6.0V | 4.5Ah | Lead Acid |  | 27.29
300 Series Vital Signs Monitor |  | 501-0015-01 | B11400 | 6.0V | 4.5Ah | Lead Acid |  | 27.29
300, 420 Series Vital Signs Monitor |  | 5300-101 | B11277 | 6.0V | 4.5Ah | Lead Acid |  | 27.29
52000 Series Life Signs Monitor |  | 5200-84 | B11182 | 6.0V | 4.5Ah | Lead Acid |  | 22
61000 Spirometer |  |  | B10879 | 3.6V | 0.11Ah | NiCad | 2/Unit | 16.87
70750 |  |  | B10098 | 2.4V | 1.1Ah | NiCad |  | 17.6
71055, 71110 |  |  | B10097 | 3.6V | 0.75Ah | NiCad |  | 23.08
71170 |  |  | B11027 | 2.4V | 0.6Ah | NiCad |  | 15.86
72000 (Red) |  |  | B10098 | 2.4V | 1.1Ah | NiCad |  | 17.6
WELCH-ALLYN (Cont)
72100, 72110 (Green) |  |  | B10135 | 2.4V | 0.75Ah | NiCad |  | 17.87
72200(Black-Halogen) |  |  | B10097 | 3.6V | 0.75Ah | NiCad |  | 23.08
72240 |  |  | B11261 | 4.8V | 1.9Ah | NiCad |  | 42.48
72250 |  |  | B11150 | 3.6V | 1.8Ah | NiCad |  | 30.24
72300 (Orange) |  |  | B10344 | 3.6V | 0.75Ah | NiCad |  | 21.27
72320 Audiometer |  |  | B10827 | 7.2V | 1.6Ah | NiCad |  | 42.44
72500 |  |  | B10879 | 3.6V | 0.11Ah | NiCad |  | 16.87
72610 |  |  | B11467 | 2.4V | 0.6Ah | NiCad |  | 15.28
72700 | [6 empty] | OEM Only
72900 |  |  | B11027 | 2.4V | 0.6Ah | NiCad |  | 15.86
93400 Compac Set |  | 72610 | B11467 | 2.4V | 0.6Ah | NiCad |  | 15.28
WESCOM PRODUCTS INC
NC 3000 Nurse Call |  |  | B01749 | 3.6V | 1.2Ah | Li/SO2Cl2 |  | 13.93
WESCOR INC
3500 Sweat Collector |  |  | B00804 | 6.0V | 3.4Ah | Lead Acid |  | 45.51
WORLD PRECISION INSTRUMENTS
305R Stimulus Isolation |  |  | B00937 | 6.0V | 1.0Ah | Lead Acid |  | 21.82
WR MEDICAL
Silverstein S8 Facial Stimulator |  |  | B10781 | 8.4V | 2.5Ah | NiCad | 2/Unit | 79.68
XI TEC INC
XI SCAN 100 Portable X-Ray |  |  | B10893 | 74.4V | 0.6/4.3Ah | NiCad |  | 286.58
XOMED SURGICAL PRODUCTS
NIM-2 Monitor - Check Dimensions |  |  | B00918 | 12.0V | 1.3Ah | Lead Acid | 3/Unit | 15.58
2XL Nerve Integrity Monitor - Check Dimensions |  |  | B00918 | 12.0V | 1.3Ah | Lead Acid |  | 15.58
ZEVEX INTERNATIONAL INC
Enteralite Pump |  | Z-11645 Rev E | B11219 | 7.2V | 1.3Ah | NiMH |  | 50.56
2200 Enternal Pump |  |  | B00918 | 12.0V | 1.3Ah | Lead Acid |  | 15.58
ZIMMER INC
ATS 750 Tourniquet |  |  | B00918 | 12.0V | 1.3Ah | Lead Acid |  | 15.58
ATS 1000, 1200, 1500 Tourniquet |  |  | B00919 | 12.0V | 2.2Ah | Lead Acid |  | 22.15
ATS 2000 Tourniquet |  |  | B00919 | 12.0V | 2.2Ah | Lead Acid | 2/Unit | 22.15
ATS 3000 Tourniquet |  |  | B00922-2 | 12.0V | 5.0Ah | Lead Acid |  | 26.68
ZOLL MEDICAL CORP
AED + Defibrillator |  |  | B11257 | 3.0V | 1.5Ah | Li/MnO2 | 10/Unit | 10.91
AED Pro Defibrillator - Non-rechargeable - OEM |  | 8000-0860-01 | B11530 | 12.0V | 4.2Ah | Li/MNO2 |  | 160
M Series |  |  | B11099 | 10.0V | 2.5Ah | Lead Acid |  | 80.37
NTP 1000 External Pacemaker |  |  | B10349 | 12.0V | 4.4Ah | NiCad | Insert | 175.38
PD 900 Pacemaker Monitor/Defibrillator |  | 9145-0003 | B10544 | 12.0V | 2.5Ah | Lead Acid |  | 89.35
PD 1200 Pacemaker Monitor/Defibrillator |  | 9145-0003 | B10544 | 12.0V | 2.5Ah | Lead Acid |  | 89.35
PD 1400, 1600, 2000 Monitor/Defibrillator |  |  | B11099 | 10.0V | 2.5Ah | Lead Acid |  | 80.37
XL Smart Ready Battery
OEM BATTERY |  | 80000-0500-01 | B11488 | 10.0V | 4.5Ah | Lead Acid |  | 250

## NiCad
NICKEL CADMIUM BATTERIES (1.2V)
| UNIPOWER | AVERAGE | DIMENSIONS (mm)
| P/N | CAPACITY (Ah) | DIAMETER | HEIGHT
SERIES
N Series | B01604 | 0.19 | 12 | 29.3
AAA Series | B01605 | 0.25 | 10.5 | 44.4
AA Series | B00837 | 0.11 | 14 | 17.5
| B01607 | 0.27 | 14 | 30.3
| B01102 | 0.7 | 14 | 50
| B00161 | 1 | 14 | 50
| B01658 | 1.2 | 14 | 64.5
A Series | B01654 | 0.6 | 17 | 28.5
| B01636 | 1.1 | 17 | 43
| B01682 | 1.7 | 17 | 49.5
Cs Series | B01611 | 1.25 | 23 | 34
| B01101 | 1.6 | 23 | 43
| B01108 | 1.8 | 23 | 43
| B01681 | 1.9 | 23 | 43
| B01684 | 2.4 | 23 | 43
| B01655 | 2.3 | 23 | 50
C Series | B01612 | 1.1 | 26 | 30
| B01000 | 2.5 | 26 | 50
D Series | B00280 | 2.2 | 33 | 37
| B01104 | 4.5 | 33 | 61
| B01107 | 5.5 | 33 | 61
F Series | B00282 | 7 | 33 | 92
The above listings are commonly stocked cells. Additional sizes and types available upon request. Cells may be ordered with solder tabs or wires already attached to each cell. Please contact Unipower Customer Service for further information.

## NiMH
NICKEL METAL HYDRIDE (1.2V)
| UNIPOWER | AVERAGE | DIMENSIONS (mm)
| P/N | CAPACITY (Ah) | DIAMETER |  | HEIGHT
CYLINDRICAL SERIES
AAA Series | B01106 | 0.7 | 10.5 |  | 44
| B01686 | 1 | 10.5 |  | 44
AA Series | B01109 | 1.5 | 14 |  | 50
| B01111 | 1.7 | 14 |  | 50
| B01688 | 2.5 | 14 |  | 50
A Series | B01670 | 1.9 | 17 |  | 43
| B01667 | 2.45 | 17 |  | 50
| B00139 | 4 | 17 |  | 67.5
| B01683 | 4.5 | 18 |  | 67.5
Cs Series | B01616 | 1.9 | 23 |  | 33.5
| B01619 | 2.7 | 23 |  | 43
| B01103 | 3.2 | 23 |  | 43
D Series | B01689 | 6.5 | 33 |  | 61
| B01114 | 9 | 33 |  | 61
F Series | B01115 | 15 | 33 |  | 92
| UNIPOWER | AVERAGE | DIMENSIONS (mm)
| P/N | CAPACITY (Ah) | LENGTH | WIDTH |  | HEIGHT
PRISMATIC SERIES
| B01685 | 0.785 | 17 | 6.2 |  | 48
| B01648 | 1.25 | 17 | 6.2 |  | 67
The above listings are commonly stocked cells. Additional sizes and types available upon request. Cells may be ordered with solder tabs or wires already attached to each cell. Please contact Unipower Customer Service for further information.