## Instructions
This work book has three primary sheets:
Alphabet: Use this sheet to locate a manufacturer by the first letter.
Manufacturers: Use this sheet to locate the manufacturer in the catalog.
Catalog: Unipowers comprehensive catalog with notes and specifications, including your net price.
To use the Alphabet and Manufacturer sheets merely double click on the letter or manufacturer name in the respective sheet and you will automatically go to that spot on either the manufacturer or catalog sheet.
Important Note: Go to the main tool bar and select Tools, then Options, then the Edit Tab. Confirm that "Edit Directly in Cell" is not selected (no check mark).
Thank you for selecting Unipower.
Please direct questions or comments to:
Bob Welsch
bobwelsch@unipower.com
(800) 542-6998

## Alphabet
A | K | U
B | L | V
C | M | W
D | N | X
E | O | Z
F | P
G | Q
H | R
I | S
J | T

## Manufacturers
A
ABBOTT MEDICAL ELECTRONICS
ABIOMED INC
ACCUSTAT INC
ACCUTUB CORP
ACME MEDICAL SCALES
ACOMA MEDICAL IMAGING
ACUSON CORP
ADVANCED MEDICAL SYSTEMS
ADVANCED TECHNOLOGY LABS INC
ADVANCED TEST PRODUCTS
AEQUITRON MEDICAL INC
AEROS INSTRUMENTS INC
AESCULAP INC
AIRBORNE LIFE SUPPORT SYSTEMS INC
AIR SHIELDS-VICKERS
ALARIS MEDICAL SYSTEMS INC
ALBURY INSTRUMENTS LTD
ALCOHOL COUNTERMEASURE SYSTEMS
ALCON SURGICAL
ALLIED HEALTHCARE PRODUCTS INC
A-MED SYSTEMS INC
AMBU INC
AMERICAN EDWARDS LABS
AMERICAN SCALE CORP
AMERICAN SCIENTIFIC PRODUCTS
AMES
ANATROS CORP
ANTEK MEDICAL
APEX DYNAMICS INC
APPLIED BIOTECH PRODUCTS
ARJO-CENTURY INC
ARMSTRONG MEDICAL IND
ARROW INTERNATIONAL INC
ARTROMICK INTERNATIONAL
ARVEE MEDICAL INC
ASPEN LABS INC
ASTRO MED INC
AUTOGENIC SYSTEMS INC
AUTOMATIC PERIPHERAL INC
AVCO MEDICAL PRODUCTS
AVL SCIENTIFIC CORP
AXON SYSTEMS INC
B
BAPCO
BARD MEDSYSTEMS
BAXTER TRAVENOL
BCI INC
BEAR MEDICAL SYSTEMS
BEFOUR
BELMONT INSTRUMENT CORP
BENNETT X-RAY TECHNOLOGIES
BENTLY LABORATORIES INC
B F W
BIODEX MEDICAL SYSTEMS INC
BIO HIT
BIO-LOGIC SYSTEMS CORP
BIO-MED DEVICES INC
BIOMEDICAL DESIGN
BIO-MEDICUS INC
BIO-SCAN INC
BIOSEARCH MEDICAL PRODUCTS
BIO-TEK INSTRUMENTS
BIRD PRODUCTS CORP
BIRTCHER CORP
BOEHRINGER MANNHEIM CORP
BOSCH, ROBERT CORP
BRAEGEN
BRENTWOOD INSTRUMENTS INC
BRINKMAN INSTRUMENTS INC
BROOKLINE
BURDICK CORP
BURKE INC
BURRON MEDICAL INC
BURTON MEDICAL PRODUCTS
C
CAMBRIDGE MED INSTRUMENTS
CAMINO LABORATORIES INC
CANBERRA INDUSTRIES INC
CANON MEDICAL SYSTEMS
CARDIAC CARE UNITS INC
CARDIAC PACEMAKERS INC
CARDIONICS INC
CARDIONOSTICS
CARDIO DYNAMICS
CARDIO SERVICES
CARDIO-STAT
CARE SYSTEMS INC
CAS MEDICAL SYSTEMS
CASTLE CO
C G R MEDICAL CORP
CHATILLON / PACE
CIBA-CORNING DIAGNOSTICS
CLINICAL DYNAMICS CORP
C N S INC
CODMAN MIRA
COHERENT MEDICAL GROUP
COLE-PARMER INSTRUMENTS CO
COLIN MEDICAL INSTRUMENTS
COMPUMEDICS USA LTD
CONTINENTAL CORP
COROMETRICS MEDICAL SYSTEMS
CORPAK INC
CRITICARE SYSTEMS INC
CRITIKON INC
CUTTER MEDICAL
CYBEX
CYBORG
D
DATASCOPE CORP
DATEX-ENGSTROM
DAVOL INC
DEL MAR MEDICAL SYSTEMS
DENTSPLY CAULK
DE PUY INC
DETECTO SCALE
DEVILBISS HEALTH CARE INC
DHD/DIEMOLDING HEALTHCARE
DIAGNOSTIC ULTRASOUND CORP
DIGITRON SCALES
DITTMAR
DNI NEVADA INC
DRAEGER MEDICAL INC
DRANETZ TECHNOLOGIES INC
DRUSTAR INC
DUKANE CORP
DYMAX CORP
DYNEX
DYONICS INC
E
ECKSTEIN BROTHERS
EDENTEC CORP
ELECTRO-MED HEALTH IND
EP MEDSYSTEMS INC
EPCOM MEDICAL / EMS MEDICAL
ESTILL MEDICAL TECHNOLOGIES INC
EXECUTONE INFORMATION
EXOGEN INC
F
FAIRFIELD MEDICAL PRODUCTS
FERNO-ILLE
FIBEROPTIC MEDICAL PRODUCTS
FISHER SCIENTIFIC GROUP INC
FLUKE MFG CO INC
FOXBORO CO
FUKUDA DENSHI
FUTUREMED AMERICA INC
G
GAMBRO-ENGSTROM
GENERAL DEVICES
GE MEDICAL SYSTEMS
GENERAL MEDICAL IND
GIVEN IMAGING INC
GOOD-LITE CO
GOULD INC
GRAHAM-FIELD INC
GRAMS MEDICAL
GRASON STADLER INC
GRIESHABER & CO
GYNECO INC
H
HALL SURGICAL
HAMILTON MEDICAL INC
HARVARD CLINICAL TECHNOLOGY
HEALTHDYNE TECHNOLOGIES
HEALTH-O-METER INC
HEALTHTEK INC
HEINE USA LTD
HELENA LABORATORIES CORP
HEMOCUE INC
HEMODYNAMICS
HENLEY INTERNATIONAL
HILL-ROM CO INC
HOLLISTER INC
HOSPITAK INC
HUMPHREY SYSTEMS
I
IMED CORP
IMEX MEDICAL SYSTEMS
IMPACT MEDICAL CORP
INFRASONICS INC
INSTROMEDIX INC
INSTRUMENTATION LABORATORY
INTELLIGENT MEDICAL SYSTEMS
INTERNATIONAL TECHNIDYNE
INSTROMEDIX INC
INVACARE CORP
INVIVO RESEARCH INC
IVAC CORP
IVION CORP
IVY BIOMEDICAL SYSTEMS
J
J C EMERSON
JEWETT REFRIGERATOR CO INC
JONES MEDICAL INSTRUMENTS
JOSTRA INC
K
KEITHLEY INSTRUMENTS INC
KELLER MEDICAL SPECIALTIES
KELVINATOR SCIENTIFIC
KINETIC CONCEPTS INC
KONTRON INSTRUMENTS
KROWN RESEARCH INC
L
LADD MEDICAL
LAERDAL MEDICAL CORP
LIFECARE INTERNATIONAL INC
LIFELINE SYSTEMS INC
LIFESCAN INC
LIFE SCIENCE INSTRUMENTATION
LIKO INC
LIONVILLE SYSTEMS INC
LORAD MEDICAL SYSTEMS
LSE MEDICAL PRODUCTS INC
LUMISCOPE CO INC
LUXTEC
M
MANSFIELD CARDIAC ASSIST
MARCAL MEDICAL INC
MARCO OPHTHALMIC
MARQUEST MEDICAL PRODUCTS
MARQUETTE ELECTRONICS
MASIMO CORP
MASTERCARE PATIENT EQUIPMENT INC
MATRX MEDICAL INC
MCGAW INC
MEDASONICS INC
MEDEX INFUSION SYSTEMS
MEDFUSION INC
MEDICAL DATA ELECTRONICS
MEDICAL DEVICES INC
MEDICAL ENGINEERING CORP
MEDICAL INDUSTRIES AMERICA INC
MEDICAL LAB AUTOMATION
MEDICAL SYSTEMS INTL CORP
MEDICAL TECHNOLOGY PRODUCTS
MEDI-MAN REHAB PRODUCTS
MEDIMEX INC
MED RAD INC
MEDTEK CORP
MEDTRONIC INC
MENNEN MEDICAL INC
MENTOR CORP
MICROAIRE SURGICAL INSTRUMENTS
MICRO COR INC
MICRO MEDICAL LTD
MIDMARK CORP
MILES INC
MIRA INC
MOBILIZER MEDICAL PRODUCTS
MORTARA INSTRUMENTS
MOUNTAIN MEDICAL
M R L
N
NATIONAL HOSPITAL SPECIALTIES
NATUS MEDICAL INC
NELLCOR PURITAN BENNETT INC
NEOMED CO IN
NEURO TECHNOLOGY INC
NEWPORT MEDICAL
NICOLET BIOMEDICAL
NIDEK INC
NIHON KOHDEN
NONIN MEDICAL INC
NORELCO
NOVAMETRIX MEDICAL SYSTEMS
O
O' BRIEN / KMI
OEC-DIASONICS INC
OHMEDA
OLYMPIC MEDICAL CORP
OLYMPUS AMERICA INC
OMNI-GRAPH
OMNIMED INC
OPHIR OPTRONICS INC
OPTICAL MICRO SYSTEM INC
ORANGE MEDICAL INSTRUMENTS
ORGANON TEKNIKA CORP
ORION RESEARCH INC
ORTHO-CLINICAL DIAGNOSTICS
ORTHOPEDIC SYSTEMS INC
OXFORD MEDICAL
P
PACE TECH INC
PACETRONICS
PALCO LABORATORIES
PANCRETEC INC
PARAMOUNT FITNESS CORP
PARKS ELECTRONICS LABS
PERRY BAROMEDICAL CORP
PERRY METER SYSTEMS
PHARMACIA DELTEC INC
PHILIPS MEDICAL SYSTEMS
PHILIPS MEDICAL SYSTEMS CARDIAC & MONITORING
PHYSIO-CONTROL
PICKER INTERNATIONAL
PIONEER MEDICAL SYSTEMS
POLYSTAN NORTH AMERICA INC
P P G BIOMEDICAL SYSTEMS
PRECISION MEDICAL INC
PRECISION RADIATION MEASURE
PROPPER MANUFACTURING CO
PROTOCOL SYSTEMS INC
P T I
PUFFER HUBBARD
PULMONETICS
PURITAN BENNETT CORP
Q
QMED INC
QUEST MEDICAL INC
QUINTON
R
RADIATION MEASUREMENTS INC
RADIOMETER AMERICA
RADIONICS INC
RAE SYSTEMS
RAININ INSTRUMENT CO
RAULAND-BORG CORP
RAYTHEON MEDICAL SYSTEMS
REMCO ITALIA
RENAL SYSTEMS
RESOUND
RESPIRONICS INC
RESPIRATORY SUPPORT PRODUCTS
REVCO SCIENTIFIC
RICHARDS MEDICAL CO
RICO SUCTION LABS
RN+/TACTILITICS INC
ROBERTSHAW CONTROLS
ROCHE DIAGNOSTICS CORP
ROMAN LABS INC
ROMET
ROSS PRODUCTS
S
SABRATEK CORP
SAKURA FINETEK USA INC
SANDOZ CLINICAL PRODUCTS
SANICA GESM.B.H.
SARTORIUS CORP
SCALE-TRONIX INC
SCHILLER AMERICA
SEBRA
SECA CORP
SENSORMEDICS CORP
SHANDON LIPSHAW
SHERWOOD MEDICAL CO
SHIMADZU INSTRUMENTS
SIEMEN'S MEDICAL SYSTEMS
SIGMA INC
SILOGIC DESIGN
SIMONSON-WEEL
SITE MICROSURGICAL SYSTEMS
SKANOR INC
SKYTRON DIVISION / KMW GROUP
SOMONETICS CORP
SONICAID MEDICAL
SONO SITE INC
SONTEK MEDICAL INC
SPACELABS MEDICAL INC
SPIROMETRICS MED EQUIP
S R INSTRUMENTS INC
SSCOR INC
STACKHOUSE INC
STAND AID OF IOWA
STEREO OPTICAL CO
STERIS CORP
STIERLEN-MAQUET
STIMTECH PRODUCTS
STRATO MEDICAL CORP
STRYKER
SUNRISE MEDICAL CORP
SUPERIOR HEALTHCARE
SURGIDYNE
SURVIVAL TECHNOLOGIES
SURVIVALINK CORP
SUTTER CORP
SYBRON-THERMOLYNE CORP
SYLVAN CORP
T
TEKTRONIX
TELEMED
3 M HEALTHCARE
THERA SENSE INC
THERMO ELECTRON CORP
THORATEC LABORATORIES CORP
TIMETER INSTRUMENTS
TOITU CO LTD
TOLEDO SCALE INC
TRIMED CORP
U
UE SYSTEMS INC
UNITED SURGICAL CORP
UNIVERSAL MEDICAL PRODUCTS
V
VACUMED
VALHALLA SCIENTIFIC MEDICAL
VANCARE INC
VARIAN MEDICAL SYSTEMS
VARIDYNE
VERIKON
VERSAMED INC
VERSUS TECHNOLOGY INC
VICTOREEN INC
VISTA ENVIRONMENTAL
VITALCOM
VITALOGRAPH INC
VITALOG MONITORING INC
VIVADENT USA
W
WAHL
WAKELING MEDICAL
WAMPOLE LABORATORIES
WATERS INSTRUMENTS
WAVETEK
WELCH-ALLYN
WESCOM PRODUCTS INC
WESCOR INC
WORLD PRECISION INSTRUMENTS
WR MEDICAL
X
XI TEC INC
XOMED SURGICAL PRODUCTS
Z
ZEVEX INTERNATIONAL INC
ZOLL MEDICAL CORP

## Catalog
© 2006 Unipower Corporation | [5 empty] | 0406
MODEL |  |  | PART # | VOLTAGE | CAPACITY | NOTES
ABBOTT MEDICAL ELECTRONICS
ABBM, ABBY, ABEM, ABTM Portable Cardiac Unit |  |  | B10013 | 12.0V | 4.4Ah
Aclaim Encore Infusion Pump |  |  | B10796 | 8.0V | 2.8Ah
Aim Plus Infusion Pump |  |  | B11083 | 4.8V | 4.0Ah | Rebuild
Aim Plus Infusion Pump-Memory |  |  | B11079 | 3.0V | 0.16Ah
DH 1, 2, 3 Defibrillator |  |  | B00919 | 12.0V | 2.6Ah
DH 5 Monitor/Defibrillator |  |  | B10148 | 24.0V | 1.6Ah
Enteral Pump |  |  | B10015 | 6.0V | 2.5Ah
Life Care Breeze 75 |  |  | B00903-2 | 6.0V | 3.8Ah
Life Care Infusion Pump IID, IIID, IVD |  |  | B10015 | 6.0V | 2.5Ah | 2/Unit
Life Care Pump 3, 20 |  |  | B10015 | 6.0V | 2.5Ah
Life Care Pump 4, 4P, 5 Hawker Pack |  |  | B10016 | 8.0V | 2.5Ah
Life Care Pump 4, 4P, 5 Block Battery with Harness |  | Or | B10796 | 8.0V | 2.8Ah
Life Care 900 Volumetric Pump |  |  | B00885 | 12.0V | 3.4Ah
Life Care 1000, 1050 Controller |  |  | B10015 | 6.0V | 2.5Ah
Life Care 5000, 5500, 6000 Hawker Pack |  |  | B10016 | 8.0V | 2.5Ah
Life Care 5000, 5500, 6000 Block Battery with Harness |  | Or | B10796 | 8.0V | 2.8Ah
Life Care 5000 Plum Hawker Pack |  |  | B10016 | 8.0V | 2.5Ah
Life Care 5000 Plum Block Battery with Harness |  | Or | B10796 | 8.0V | 2.8Ah
Life Care 5000 Plum XL |  |  | B11052 | 8.0V | 2.8Ah
Life Care 5000 Plum XL-3M |  |  | B11155 | 8.0V | 3.8Ah
Micro Pump |  |  | B10796 | 8.0V | 2.8Ah
Omni Flo 4000, 4000+ |  |  | B11214 | 12.0V | 2.6Ah
PCA 3 Infusion Pump |  |  | B11052 | 8.0V | 2.8Ah
PCA Infusor Model 1812 |  |  | B10598 | 6.0V | 2.5Ah
PCA Syringe Pump |  |  | B10015 | 6.0V | 2.5Ah
PCA Micro Infusor 4100 |  |  | B10015 | 6.0V | 2.5Ah
PCA Plus Life Care 4100 |  |  | B10796 | 8.0V | 2.8Ah
Plum A+ Infusion Pump |  |  | B11243 | 6.0V | 4.5Ah
3300 Cardiac Output Unit Hawker Pack |  |  | B10016 | 8.0V | 2.5Ah
3300 Cardiac Output Unit Block Battery with Harness |  | Or | B10796 | 8.0V | 2.8Ah
41234 Cardiac Output Computer |  |  | B00937 | 6.0V | 1.0Ah
ABIOMED INC
BVS 5000I |  |  | B01094 | 12.0V | 13.0Ah | 2/Unit
ACCUSTAT INC
102 Vital Sign Monitor |  |  | B00914 | 6.0V | 10.0Ah
ACCUTUB CORP
Accu-Line |  |  | B10128 | 12.0V | 2.5Ah
ACME MEDICAL SCALES
1500, 2500, 4500, 5000, 7000, 7300 Bed Scale |  |  | B00918-1 | 12.0V | 1.5Ah | 2/Unit
5001 Scale |  |  | B01609 | 1.2V | 0.7Ah | 6/Unit
ACOMA MEDICAL IMAGING
MBA 130 Portable X-Ray |  |  | B00815 | 12.0V | 28.0Ah | 9/Unit
MBA 200 Portable X-Ray |  |  | B00926 | 12.0V | 12.0Ah | 20/Unit
ACUSON CORP
128, 128X Diagnostic Ultrasound |  |  | B00566 | 3.9V | 1.0Ah
ADVANCED MEDICAL SYSTEMS
IM 76 Monitor-Memory |  |  | B10887 | 3.6V | 0.28Ah
ADVANCED TECHNOLOGY LABS INC
Ultrasound |  |  | B00937 | 6.0V | 1.0Ah | 2/Unit
UM 8 Ultrasound |  |  | B00918-1 | 12.0V | 1.5Ah
800+ Ultrasound-Memory |  |  | B11215 | 3.6V | 0.15Ah
ADVANCED TEST PRODUCTS
TIF8800, TIF8800A Gas Detector P/N TIF8806A |  |  | B11380 | 2.4V | 0.7Ah | 2/Unit
AEQUITRON MEDICAL INC
LP3, LP4 Volumetric Ventilator |  |  | B10128 | 12.0V | 2.5Ah
LP5, LP6, LP6+, LP10 Volumetric Ventilator Hawker Pack |  |  | B01024 | 12.0V | 2.5Ah
LP5, LP6, LP6+, LP10 Volumetric Ventilator Block Battery |  |  | B10964 | 12.0V | 2.9Ah
MCR911D Muscle Stimulator |  |  | B00924 | 12.0V | 7.5Ah | 2/Unit
8100, 9100 Infant Monitor |  |  | B10559 | 9.6V | 2.5Ah
8200 Infant Monitor |  |  | B10209 | 9.6V | 2.5Ah
8850 Port-A-Vac |  |  | B00330 | 12.0V | 3.2Ah
9200, 9215 Infant Monitor |  |  | B10209 | 9.6V | 2.5Ah
9216 Infant Monitor |  |  | B10748 | 9.6V | 2.5Ah
9500, 9550 Infant Monitor |  |  | B11154 | 9.6V | 2.5Ah
AEROS INSTRUMENTS INC
Care-E-Vac II Portable Suction Unit P/N AI5100250 |  |  | B00885 | 12.0V | 3.4Ah
Tote-L-Vac Portable Suction Unit P/N 749146 |  |  | B00885 | 12.0V | 3.4Ah
AESCULAP INC
GA 605 |  |  | B10899 | 4.8V | 1.6Ah | Rebuild
AIRBORNE LIFE SUPPORT SYSTEMS INC
Infant Life Support System |  |  | B01002 | 2.0V | 5.0Ah | 2/Unit
Infant Transport Incubator 20H |  |  | B01099 | 12.0V | 26.0Ah
Neonatal Transport Life Support |  |  | B00929 | 12.0V | 26.0Ah
185A Transport Incubator |  |  | B01099 | 12.0V | 26.0Ah
AIR SHIELDS-VICKERS
A141 Monitor |  |  | B10349 | 12.0V | 4.4Ah
AM46-1 Monitor |  |  | B10105 | 6.0V | 0.28Ah
AS46-1 Monitor |  |  | B10349 | 12.0V | 4.4Ah
BP203NC Airshield |  |  | B10348 | 3.6V | 0.7Ah
C100, C200 Infant Intensive Care Alarm |  |  | B00116 | 7.2V | 0.12Ah
C100, C200, C300 Double Transport Incubator |  |  | B00929 | 12.0V | 26.0Ah | 2/Unit
C450 Incubator |  |  | B11146 | 8.4V | 0.32Ah
C550 Series |  |  | B11049 | 4.8V | 0.15Ah
Cardiac Monitor |  |  | B00920-1 | 8.0V | 2.8Ah
GT-67-1 Ventilator |  |  | B00830-1 | 12.0V | 20.0Ah
High Intensity Micro Illuminator |  |  | B11019 | 7.2V | 1.8Ah
HRRM 71-1, 71-2 Heart Rate and Respiratory Monitor |  |  | B00804 | 6.0V | 3.4Ah | 2/Unit
JM102 Jaundice Meter |  |  | B11158 | 4.8V | 0.45Ah
Oxycare Oxygen Monitor |  |  | B00802 | 6.0V | 1.3Ah | 2/Unit
PM78-1 Freestanding Infant Warmer |  |  | B00116 | 7.2V | 0.12Ah
System 5 Apnea Monitor |  |  | B00307 | 6.0V | 3.0Ah
System 6 Infant Monitor |  |  | B00307 | 6.0V | 3.0Ah | 2/Unit
Telecare II Life Saver Monitor/Defibrillator |  |  | B10148 | 24.0V | 1.6Ah
Telecare IV Monitor/Defibrillator |  |  | B00282 | 1.2V | 7.0Ah | 12/Unit
Temperature Monitor 2000 |  |  | OBSOLETE
TI-13 Energy Pack |  |  | B00914 | 6.0V | 10.0Ah
TI-58, TI67, TI100, TI101, TI-158, TI167 Transport |  |  | B00929 | 12.0V | 26.0Ah | 2/Unit
TI-100 Alarm |  |  | B00116 | 7.2V | 0.15Ah
TI-500 Globetrotter Transport Incubator |  |  | B00930 | 12.0V | 26.0Ah
TI-1303 Transport Incubator |  |  | B00914 | 6.0V | 10.0Ah
Transilluminator LT 90700 P/N N7218I7 |  |  | B11019 | 7.2V | 1.8Ah
Warm Weight Infant Scale N-10, N15 |  |  | B00919 | 12.0V | 2.6Ah
I, II, III Portafib Monitor/Defibrillator |  |  | B10148 | 24.0V | 1.6Ah
77, 90 Transport Ventilator |  |  | B10738 | 12.0V | 0.7Ah
77 Transport Incubator |  |  | B02146 | 12.0V | 40.0Ah
86 Incubator Alarm |  |  | B10124 | 2.4V | 1.6Ah
101 Jaundice Meter |  |  | B10286 | 4.8V | 0.30Ah
141 Blood Pressure Module |  |  | B10560 | 4.8V | 0.11Ah
200 Transport Ventilator |  |  | B00901-2 | 4.0V | 1.0Ah
441 Monitor |  |  | B10349 | 12.0V | 4.4Ah
1400 Fetal Monitor |  |  | B10820 | 9.6V | 0.27Ah
2000 Temperature Monitor |  |  | B00901-2 | 4.0V | 1.0Ah
4000 Cardio-Tac Monitor |  |  | B00901-2 | 4.0V | 1.0Ah
7800 Monitor/Defibrillator |  |  | B10971 | 24.0V | 1.6Ah
12000, 12901 Oxygen Monitor |  |  | B02102 | 4.0V | 1.0Ah
ALARIS MEDICAL SYSTEMS INC
Medley Medication Safety System P/N 145997-101 |  |  | B11322 | 12.0V | 4.0Ah
4410, 4415 Vital Signs Monitor |  |  | B00904 | 6.0V | 4.5Ah
7000, 7100, 7200 Infusion Pump |  |  | B11044 | 12.0V | 1.8Ah
ALBURY INSTRUMENTS LTD
Life Guard 80 Portable Defibrillator |  |  | B00919 | 12.0V | 2.6Ah
Life Trace Portable Defibrillator |  |  | B00919 | 12.0V | 2.6Ah
ALCOHOL COUNTERMEASURE SYSTEMS
PBA 3000 |  |  | B11143 | 9.6V | 0.7Ah
ALCON SURGICAL
Autokeratometer #07-0225-001 |  |  | B10935 | 6.0V | 0.27Ah
Hand Held Keratometer #190-067 |  |  | B10981 | 4.8V | 0.7Ah
ALLIED HEALTHCARE PRODUCTS INC
Omni-Vent Series D/TAU Ventilator |  |  | B00565 | 9.0V | Lith
135 Portable Suction Unit |  |  | B00926 | 12.0V | 12.0Ah
138 Schuco-Vac Portable DC Aspirator |  |  | B00924 | 12.0V | 7.5Ah | 2/Unit
160A Suction Unit |  |  | B00821 | 6.0V | 12.0Ah | 2/Unit
S178 Suction Unit |  |  | B00922-2 | 12.0V | 5.0Ah
A-MED SYSTEMS INC
MCC-01 P/N 100512 |  |  | B11342 | 21.6V | 1.2Ah
AMBU INC
PPS Suction Unit |  |  | B11306 | 12.0V | 2.8Ah
AMERICAN EDWARDS LABS
Accu Pro Infusion Pump |  |  | B10138 | 6.0V | 7.0Ah
Advanced Med Holter Recorder 2400, 2600 |  |  | B10022 | 7.2V | 0.6Ah
Advanced Med Holter Recorder 2500 |  |  | B01600-5 | 9.0V | Alk
Cardiac Output Computer Monitor |  |  | B00937 | 6.0V | 1.0Ah | 3/Unit
Cardiac Output 9520, 9528 |  |  | B00937 | 6.0V | 1.0Ah
Cardiac Output Computer 9811 |  |  | B10333 | 12.0V | 2.8Ah
Cassette Holter 3000 |  |  | B01209 | 6.0V | Alk
COM 1 Cardiac Output Computer |  |  | B00914 | 6.0V | 10.0Ah
Home Pro II, IV Infusion Pump |  |  | B10138 | 6.0V | 7.0Ah
Infusion Pump VIP N7922, N7927 |  |  | B00914 | 6.0V | 10.0Ah
9510, 9510A Cardiac Output Comp |  |  | B00924 | 12.0V | 7.5Ah
9811 Strip Chart Recorder |  |  | B10333 | 12.0V | 2.8Ah
AMERICAN SCALE CORP
Model 7 |  |  | B11047 | 10.5V | Alk | Rebuild
Model 700 Non Rechargeable |  |  | B10357 | 12.0V | Alk
Model 800 |  |  | B00919 | 12.0V | 2.6Ah
AMERICAN SCIENTIFIC PRODUCTS
Cry O Fridge C390ABA |  |  | B00918-1 | 12.0V | 1.5Ah
AMES
Clinitek #10 |  |  | B10183 | 7.2V | 1.6Ah | Rebuild
ANATROS CORP
Rateminder Volumetric Controller |  |  | B01600-3 | 1.5V | Alk-C | 4/Unit
ANTEK MEDICAL
Telemetry |  |  | B10105 | 6.0V | 0.28Ah
APEX DYNAMICS INC
Model 650 Lift |  |  | B00922-2 | 12.0V | 5.0Ah
APPLIED BIOTECH PRODUCTS
Landry Vein Finder #DC8902 |  |  | B10946 | 3.6V | 1.7Ah
ARJO-CENTURY INC
Alpine 600 |  |  | B00924 | 12.0V | 7.5Ah | 2/Unit
Century Booster J900 |  |  | B00928-1 | 12.0V | 18.0Ah
Century Patient Lift P/N 102193 |  |  | B00924 | 12.0V | 7.5Ah | SOWHC
Encore Opera Patient Lift |  |  | B01051 | 6.0V | 5.0Ah | 4/Unit
Linak 2001/05 |  |  | B00919-2 | 12.0V | 2.9Ah | 2/Unit
Maxi-Lift-Insert |  |  | B00510 | 12.0V | 4.0Ah | 2/Unit
29182 Chair Lift |  |  | B00924 | 12.0V | 7.5Ah
ARMSTRONG MEDICAL IND
AA750, AA820 Patient Stimulator |  |  | B00919 | 12.0V | 2.6Ah
AD700 Capnocheck |  |  | B11045 | 9.6V | 0.95Ah
AD900, AD2000 Pulse Oximeter |  |  | B00802 | 6.0V | 1.3Ah
AD3000 Pulse Oximeter |  |  | B11045 | 9.6V | 0.95Ah
ARROW INTERNATIONAL INC
ACAT 1+ Balloon Pump |  |  | B00830-1 | 12.0V | 20.0Ah
7300, 7350 Cardiac Output Monitor |  |  | B00924 | 12.0V | 7.5Ah
ARTROMICK INTERNATIONAL
E Series Medication Cart |  |  | B00932 | 12.0V | 2.3Ah
Slimline Crash Cart |  |  | B00932 | 12.0V | 2.3Ah
ARVEE MEDICAL INC
System II, III Monitoring System |  |  | B10695 | 12.0V | 2.3Ah | Rebuild
System II-Model #15239 |  |  | B10810 | 12.0V | 2.5Ah | Rebuild
System III-P/N 15763 |  |  | B10724 | 12.0V | 0.6Ah-0.11Ah
240H-P/N 16778 |  |  | B10916 | 6.0V | 4.4Ah
ASPECT MEDICAL SYSTEMS
BIS EEG Monitor P/N 195-0019 |  |  | B11230 | 7.2V | 2.0Ah
ASPEN LABS INC
ATS 750 Tourniquet |  |  | B00918-1 | 12.0V | 1.5Ah
ATS 1000, 1500 Tourniquet |  |  | B00919 | 12.0V | 2.6Ah
ATS 2000 Tourniquet |  |  | B00919 | 12.0V | 2.6Ah | 2/Unit
ASTRO MED INC
Astro Med Recorder Dash I, II, Mark II |  |  | B00924 | 12.0V | 7.5Ah | 2/Unit
Astro Med Super 8 Recorder |  |  | B00924 | 12.0V | 7.5Ah | 2/Unit
Z-1000 Graphic Recorder |  |  | B00924 | 12.0V | 7.5Ah
2000 Alpha Stimulator |  |  | B00804 | 6.0V | 3.4Ah | 6/Unit
AUTOGENIC SYSTEMS INC
Myograph |  |  | B01313 | 9.0V | C/Z
AUTOMATIC PERIPHERAL INC
TA20B Badge Reader |  |  | B11340 | 3.0V | 1.2Ah
AVCO MEDICAL PRODUCTS
400-470 |  |  | B00919 | 12.0V | 2.6Ah
3010-G Balloon Pump |  |  | B00217 | 6.0V | 20.0Ah
AVL SCIENTIFIC CORP
OPTI 1 Blood Gas Analyzer P/N BP7007 |  |  | B11354 | 12.0V | 2.8Ah | Rebuild
AXON SYSTEMS INC
820 Blood Pressure Monitor |  |  | B00915 | 6.0V | 13.0Ah
930 Blood Pressure Monitor |  |  | B00902 | 6.0V | 1.2Ah
BAPCO
PS97 Patient Stimulator P/N 17832 Rev B |  |  | B11268 | 6.0V | 2.0Ah
BARD MEDSYSTEMS
210, 220, 224 Urinometer |  |  | B00901-3 | 4.0V | 3.0Ah | 2/Unit
2620, 2720 Feeding Pump |  |  | B10116 | 12.0V | 2.5Ah
BAXTER TRAVENOL
APII I-Pump Model 2L3017-Memory |  |  | B01809-1 | 3.0V | 0.2Ah
ASAT Pulse Oximeter |  |  | B01049 | 8.0V | 2.5Ah
AS2, AS5A, AS5B, AS5D Infusion Pump |  |  | B00919 | 12.0V | 2.6Ah
AS2F, ASFH Infusion Pump |  |  | B10198 | 6.0V | 0.7Ah
AS6C, AS6H Infusion Pump |  |  | B00108 | 8.4V | 0.12Ah
AS20A, AS20F, AS20S, AS20GH2 Infusion Pump |  |  | B10198 | 6.0V | 0.7Ah
AS40, AS41 Infusion Pump |  |  | B10669 | 6.0V | 1.0Ah
AS50A Infusion Pump |  |  | B11056 | 6.0V | 2.15Ah
Colleague Infusion Pump-Memory |  |  | B11192 | 7.2V | 2.1Ah
AS70 Infusion Pump |  |  | B00919 | 12.0V | 2.6Ah
CABD Model 4C-4312, 5C-4312, 5C-4316 |  |  | B10116 | 12.0V | 2.5Ah
Colleague Infusion Pump-Single Channel |  |  | B00316 | 12.0V | 2.0Ah
Colleague Infusion Pump-Three Channel |  |  | B00316 | 12.0V | 2.0Ah | 2/Unit
CVVHD-BM11 Blood Pump |  |  | B11246 | 3.6V | 0.25Ah
Flo-Gard 2000, 2100 Controller |  |  | B10016 | 8.0V | 2.5Ah
Flo-Gard 3000 Controller |  |  | B10032 | 8.0V | 5.0Ah
Flo-Gard 6000, 6100 Infusion Pump |  |  | B00914 | 6.0V | 10.0Ah
Flo-Gard 6060 Infusion Pump-Memory |  |  | B11236 | 3.6V | 0.08Ah
Flo-Gard 6200 Infusion Pump |  |  | B10326 | 4.0V | 6.0Ah | 2/Unit
Flo-Gard 6201 Infusion Pump |  |  | B00316 | 12.0V | 2.0Ah
Flo-Gard 6201, 6301-Memory |  |  | B10920 | 3.0V | 1.1Ah
Flo-Gard 6300, 6301 Infusion Pump |  |  | B00330 | 12.0V | 3.2Ah
Flo-Gard 6600 Infusion Pump |  |  | B10326 | 4.0V | 6.0Ah | 2/Unit
Flo-Gard 8000, 8100 Pump |  |  | B10016 | 8.0V | 2.5Ah
Flo-Gard 8000/R1131 Pump |  |  | B10129 | 8.0V | 2.8Ah
Flo-Gard 8200 Pump |  |  | B10106 | 8.0V | 2.8Ah
Flo-Gard 8500 Pump |  |  | B10938 | 8.0V | 2.8Ah
Microscan Turbidimeter |  |  | B11256 | 2.4V | 0.7Ah
PAC-X Home Dialysis Unit |  |  | B10116 | 12.0V | 2.5Ah
PCA-2 Infusion Pump |  |  | B11130 | 4.8V | 4.4Ah
UVXD Auto Dialysis Machine |  |  | B10116 | 12.0V | 2.5Ah
2M8015 Infusion Pump |  |  | B00914 | 6.0V | 10.0Ah
2M8063 Infusion Pump |  |  | B00316 | 12.0V | 2.0Ah
3010 Protégé Syringe Infusion Pump P/N G6000244 |  |  | B11186 | 7.2V | 1.7Ah | Rebuild
BCI INC
Capnocheck + CO2 Monitor |  |  | B11247 | 6.0V | 4.4Ah
515 Respiratory Monitor |  |  | B00918-1 | 12.0V | 1.5Ah
700, 6100, 58200A Monitor |  |  | B00924 | 12.0V | 7.5Ah
3040, 3040G, 3100 Pulse Oximeter |  |  | B00902 | 6.0V | 1.2Ah
3302 Pulse Oximeter |  |  | B00902 | 6.0V | 1.2Ah
3303 Pulse Oximeter |  |  | B11094 | 9.6V | 1.65Ah
3304 Pulse Oximeter |  |  | B00902 | 6.0V | 1.2Ah
9200 Monitor |  |  | B11349 | 16.8V | 4.0Ah | Rebuild
20600A1 8200 Capnocheck CO2 Monitor |  |  | B11094 | 9.6V | 1.65Ah
58450A1 Mini-Torr Plus |  |  | B11276 | 6.0V | 3.0Ah
70000A1 |  |  | B00904 | 6.0V | 4.5Ah
71050A1 |  |  | B00802 | 6.0V | 1.3Ah
712008A1 |  |  | B00802 | 6.0V | 1.3Ah
BEAR MEDICAL SYSTEMS
Bear 33 Portable Ventilator |  |  | B00885 | 12.0V | 3.4Ah
Bear II, III, IV, V Models |  |  | B10162 | 4.8V | 0.7Ah
BP 2001 Ventilator |  |  | B10162 | 4.8V | 0.7Ah
Cub Models-LS80 Infant Monitor |  |  | B10162 | 4.8V | 0.7Ah
Cub 750, 750VS |  |  | B00918-1 | 12.0V | 1.5Ah
LS75 Ventilation Monitor |  |  | B10229 | 6.0V | 0.7Ah | Rebuild
LS80 Adult Monitor |  |  | B10162 | 4.8V | 0.7Ah
BEFOUR
Riteway Infant Scale |  |  | B10683 | 8.0V | 2.5Ah
BELMONT INSTRUMENT CORP
FMS 2000 |  |  | B00811 | 12.0V | 1.3Ah
BENNETT X-RAY TECHNOLOGIES
Contour Mamography Unit |  |  | B00922-2 | 12.0V | 5.0Ah | 20/Unit
HFQ 300SE |  |  | B01076 | 12.0V | 2.5Ah | 30/Unit
HFQ 600 |  |  | B01076 | 12.0V | 2.5Ah | 60/Unit
HMX 5 |  |  | B00831 | 12.0V | 33.0Ah | 10/Unit
MF 150 |  |  | B01076 | 12.0V | 2.5Ah | 20/Unit
MF 1500 |  |  | B01076 | 12.0V | 2.5Ah | 24/Unit
BENTLY LABORATORIES INC
Oxygen Stat Meter |  |  | B10198 | 6.0V | 0.7Ah
SMBP-0130, SM-0100 OXY-Stat Meter |  |  | B10393 | 7.2V | 0.7Ah | Rebuild
SM-0200 |  |  | B00904 | 6.0V | 4.5Ah
B F W
MID 9250 Headlight |  |  | B10855 | 6.0V | 1.6Ah
MID 9400 EcoPac |  |  | B11137 | 6.0V | 2.8Ah | Rebuild
BIODEX MEDICAL SYSTEMS INC
Deluxe C-ARM Table-#056-004 |  |  | B00930-1 | 12.0V | 26.0Ah | 2/Unit
Urology Table-# 005-450 |  |  | B00929 | 12.0V | 26.0Ah | 2/Unit
BIO HIT
Pro Line 250 |  |  | B10909 | 6.0V | 0.11Ah
BIO-LOGIC SYSTEMS CORP
AUDX Unit 580-OAEX3 |  |  | B11161 | 7.2V | 1.2Ah
Sleep Machine 580-ACUB-AI |  |  | B10984 | 6.0V | 4.0Ah | Rebuild
BIO-MED DEVICES INC
Crossvent 2i P/N PRT4402 |  |  | B11360 | 7.2V | 2.5Ah
Crossvent 3, 4 |  |  | B11090 | 7.2V | 5.7Ah
M-1 Pressure Monitor |  |  | B01600-5 | 9.0V | Alk
M-10 Multi-Function Monitor |  |  | B10884 | 7.2V | 0.8Ah
BIOMEDICAL DESIGN
EAS 70 Scope |  |  | B11059 | 32.0V | 2.5Ah
EAS 80 Scope |  |  | B10650 | 32.0V | 5.0Ah
EAS 85 Scope |  |  | B00918-1 | 12.0V | 1.5Ah | 2/Unit
MYO Pulse Nerve Stimulator |  |  | B10850 | 24.0V | 2.5Ah | 2/Unit
BIO-MEDICUS INC
540 Blood Pump |  |  | B00924 | 12.0V | 7.5Ah
550 Console |  |  | B00924 | 12.0V | 7.5Ah | 2/Unit
BIO-SCAN INC
Biolog Ambulatory-Clock |  |  | B00898 | 3.0V | 0.05Ah
BIOSEARCH MEDICAL PRODUCTS
Enteral Pump 14-7000, 7005 |  |  | B00937 | 6.0V | 1.0Ah
Enteral Pump 14-8000 |  |  | B00804 | 6.0V | 3.4Ah
BIO-TEK INSTRUMENTS
BIOX Apnea Monitor |  |  | B10609 | 7.2V | 0.27Ah
Index, Index 2 SPO2 Analyzer |  |  | B11131 | 12.0V | 2.6Ah
RF303 Analyzer |  |  | B00919 | 12.0V | 2.6Ah
SPO2 Simulator |  |  | B00919 | 12.0V | 2.6Ah
501 Safety Analyzer-Pack |  |  | B10466 | 9.6V | 1.6Ah
501 Safety Analyzer |  |  | B10017 | 4.8V | 1.6Ah | 2/Unit
BIRD PRODUCTS CORP
Avian Portable Ventilator-15365 |  |  | B00904 | 6.0V | 4.5Ah
T-Bird Legacy Ventilator |  |  | B00939 | 12.0V | 0.8Ah | 4/Unit
T-Bird Ventilator P/N 21542 |  |  | B11353 | 12.0V | 4.5Ah
VSO2 Internal Battery |  |  | B00939 | 12.0V | 0.8Ah | 4/Unit
VSO2 External Battery |  |  | B00919 | 12.0V | 2.6Ah | 4/Unit
4400 Portable Oximeter 9545, 9579 |  |  | B10816 | 4.8V | 0.7Ah
BIRTCHER CORP
365 Single Channel ECG |  |  | B10245 | 12.0V | 0.7Ah | SOCWH
444-6 (444) Monitor/ Defibrillator |  |  | B10526 | 12.0V | 2.5Ah | Rebuild
447 Monitor/Defibrillator |  |  | B10807 | 24.0V | 0.7Ah
493 Vive II Monitor/ Defibrillator |  |  | B10013 | 12.0V | 4.4Ah | SOCWH
BOEHRINGER MANNHEIM CORP
Accucheck Advantage Glucose Monitor |  |  | B01813 | 3.0V | 0.54Ah | 2/Unit
Accucheck Easy Glucose Monitor |  |  | B01351 | 6.0V | Alk
310, 310E Body Composition Analyzer |  |  | B11279 | 8.4V | 0.65Ah
BOSCH, ROBERT CORP
EKG 501A, 503 EEG Monitor |  |  | B01000 | 1.2V | 2.5Ah | 10/Unit
EKG 503A Monitor |  |  | B00932-1 | 12.0V | 2.0Ah
BRAEGEN
Braegen 1 EEG Machine- D cell |  |  | B10896 | 12.0V | 4.4Ah
Braegen 2 EEG Machine- Sub C cell |  |  | B11308 | 6.0V | 2.3Ah
BRENTWOOD INSTRUMENTS INC
Ambulatory ECG Recorder |  |  | B01600-1 | 1.5V | Alk-AA | 2/Unit
Ambulatory 200 EZ Scan |  |  | B01600-1 | 1.5V | Alk-AA | 2/Unit
DEF 320 Defibrillator |  |  | B00919 | 12.0V | 2.6Ah
EZ Scope Single Channel |  |  | B00919 | 12.0V | 2.6Ah
BRINKMAN INSTRUMENTS INC
4580 Electronic Pipette |  |  | B11078 | 6.0V | 0.15Ah
BROOKLINE
Adult Bed Scale B72210 |  |  | B01609 | 1.2V | 0.7Ah | 5/Unit
BURDICK CORP
CS615, CS625 Monitor |  |  | B10247 | 12.0V | 4.4Ah
E500, E600, E350I EKG Machine-Memory Back-up |  |  | B10712 | 3.0V | 1.2Ah
E500, E600 EKG Monitor |  |  | B10378 | 9.6V | 0.6Ah
E550 EKG Monitor |  |  | B10818 | 12.0V | 2.8Ah
E560 EKG Monitor |  |  | B10888 | 24.0V | 1.3Ah
E560 Memory Back-up |  |  | B10712 | 3.0V | 1.2Ah
Eclipse 4, 400 P/N 862988 |  |  | B11193 | 16.8V | 0.7Ah
Eclipse 8, 800 |  |  | B11069 | 16.8V | 1.3Ah
Eclipse 850 P/N 863696 |  |  | B11193 | 16.8V | 0.7Ah
Eclipse LEII |  |  | B11272 | 16.8V | 0.7Ah
Eclipse LEII-Memory |  |  | B01664 | 3.0V | 0.56Ah
Eclipse Plus |  |  | B11070 | 16.8V | 2.5Ah
Eclipse Plus P/N 146-0100-00 |  |  | B11270 | 16.8V | 5.0Ah
Elite EK10 P/N 862278, Elite II EKG |  |  | B10352 | 12.0V | 1.6Ah
Medic 1, 2 Monitor (DC180), Defibrillator (DC170) |  |  | B10247 | 12.0V | 4.4Ah
Medic 1, 2 Defibrillator (DC180, 185, 190) |  |  | B10248 | 12.0V | 2.2Ah
Medic 3 Monitor/Defibrillator |  |  | B10204 | 24.0V | 2.5Ah
Medic 4 Monitor/Defibrillator |  |  | B10215 | 24.0V | 2.5Ah
Medic 5 Monitor/Defibrillator |  |  | B11038 | 24.0V | 2.0Ah
Medic 6 |  |  | B11267 | 12.0V | 1.5Ah | Rebuild
Medi Log 6000 Arrhythmia |  |  | B01600-1 | 1.5V | Alk-AA
BURKE INC
Big Boy Bed |  |  | B00924 | 12.0V | 7.5Ah | 2/Unit
BURRON MEDICAL INC
Epic 100A Infusion Pump |  |  | B10202 | 6.0V | 1.6Ah
BURTON MEDICAL PRODUCTS
Burtonstar Headlight 0930000 P/N 1008335 |  |  | B11300 | 12.0V | 1.5Ah | Insert
TI-13 |  |  | B00914 | 6.0V | 10.0Ah
Transport Isolette |  |  | B02120 | 6.0V | 6.5Ah
CAMBRIDGE MED INSTRUMENTS
A05 Patient Mobilizer |  |  | B00929 | 12.0V | 26.0Ah | 2/Unit
Dynamore Gamma Camera |  |  | B00929 | 12.0V | 26.0Ah
Model 502 |  |  | B00904 | 6.0V | 4.5Ah
Pulsar 3 Monitor/Defibrillator |  |  | B10248 | 12.0V | 2.2Ah
Pulsar 4 Monitor/Defibrillator |  |  | B10081 | 12.0V | 2.2Ah
SC1000 Single Channel ECG |  |  | B01609 | 1.2V | 0.7Ah | 8/Unit
VS-500, VS550 ECG Monitor |  |  | B10224 | 8.4V | 1.6Ah | 4/Unit
CAMINO LABORATORIES INC
MPM-1 |  |  | B00316 | 12.0V | 2.0Ah
412, 420, 420-6 ICP Monitor |  |  | B00315 | 12.0V | 1.2Ah
CANBERRA INDUSTRIES INC
Series 10 Multichannel Analyzer |  |  | B11160 | 6.0V | 7.0Ah
Series 20 Thyroid Checker |  |  | B10928 | 3.6V | 0.25Ah
CANON MEDICAL SYSTEMS
Scopic 16M |  |  | B10105 | 6.0V | 0.28Ah | 2/Unit
CARDIAC CARE UNITS INC
C+ Holter Recorder |  |  | B10861 | 4.8V | 0.7Ah
CARDIAC PACEMAKERS INC
ECD-APU Defibrillator |  |  | B00906 | 6.0V | 7.0Ah
9300 Insulin Pump |  |  | B01720 | 3.6V | 0.85Ah
CARDIONICS INC
Infra-Red Transport System 65012 |  |  | B10691 | 14.4V | 0.65Ah
CARDIONOSTICS
Holter Recorder Clock Battery |  |  | B00470-1 | 3.5V | 0.8Ah
CARDIO DYNAMICS
BZ-4110 P/N NJ 1020 |  |  | B11196 | 12.0V | 3.5Ah
BZ-4110 Clock |  |  | B00574-1 | 3.0V | Lith
CARDIO SERVICES
Cardiac Monitor 90 |  |  | B00899 | 3.0V | 0.56Ah | 2/Unit
CARDIO-STAT
NTP3004 |  |  | B10692 | 12.0V | 4.4Ah
CARE SYSTEMS INC
Telestat |  |  | B00885 | 12.0V | 3.4Ah
CAS MEDICAL SYSTEMS
740 Vital Signs Monitor |  |  | B11377 | 7.2V | 4.0Ah
820, 901, 915, 920, 930 Neonatal BP Monitor |  |  | B00902 | 6.0V | 1.2Ah
2001 BP Monitor |  |  | B00902 | 6.0V | 1.2Ah
9000 BP Monitor |  |  | B11067 | 6.0V | 5.0Ah
9001 BP Monitor (P/N 01-02-0076) |  |  | B11120 | 6.0V | 3.8Ah
9300 BP Monitor |  |  | B11073 | 6.0V | 1.4Ah
CASTLE CO
Message Center |  |  | B01642-1 | 3.6V | 0.05Ah
3433, 3522 Steam Sterilizer |  |  | B10740 | 8.0V | 2.5Ah
4900B Surgical Table |  |  | B00930 | 12.0V | 26.0Ah | 2/Unit
4900E OR Table |  |  | B00922-2 | 12.0V | 5.0Ah | 2/Unit
5100B Shampaine Surgical Table |  |  | B00815 | 12.0V | 28.0Ah | 2/Unit
C G R MEDICAL CORP
Battrix Portable X-Ray
- Complete Kit |  |  | B03036-9 | 108.0V | 17.0Ah
- Battery Only |  |  | B00830 | 12.0V | 17.0Ah | 9/Unit
CHATILLON / PACE
Omni 500 Force Guage-NC000157 |  |  | B10703 | 7.2V | 0.7Ah
CIBA-CORNING DIAGNOSTICS
280 Blood Gas Monitor |  |  | B01703 | 3.6V | 1.9Ah
310 Pulse Oximeter |  |  | B10564 | 7.2V | 4.4Ah
CLINICAL DYNAMICS CORP
GX-2 Smart Arm-NiCad NIBP Analyzer |  |  | B10973 | 19.2V | 1.2Ah
GX-2 Smart Arm-NiMH P/N 460005-078 |  |  | B11271 | 19.2V | 2.0Ah
SS100A Smart Sat |  |  | B10973 | 19.2V | 1.2Ah
C N S INC
Polly G Apnea Monitor |  |  | B00914 | 6.0V | 10.0Ah
CODMAN MIRA
ICP Express Monitor |  |  | B00811 | 12.0V | 1.3Ah
500 Chart Recorder |  |  | B00924 | 12.0V | 7.5Ah
COHERENT MEDICAL GROUP
Labmaster Plus Laser Wattmeter |  |  | B10764 | 6.0V | 2.5Ah
COLE-PARMER INSTRUMENTS CO
8502-30 Electronic Thermometer |  |  | B10768 | 4.8V | 1.6Ah
COLIN MEDICAL INSTRUMENTS
BP308 Memory |  |  | B01642 | 3.6V | 0.1Ah
BP-88NXT Vital Signs Monitor |  |  | B00933 | 12.0V | 2.0Ah
BP-8800 Blood Pressure Unit |  |  | B00919 | 12.0V | 2.6Ah
BP-8800 Memory |  |  | B10751 | 2.4V | 0.06Ah
Collimatic IV-Memory |  |  | B10751 | 2.4V | 0.06Ah
Press-Mate Advantage |  |  | B00933 | 12.0V | 2.0Ah
Press-Mate Advantage-External |  |  | B00824 | 12.0V | 7.2Ah
Press-Mate Prodigy P/N XGP0800-0004-T3W |  |  | B11321 | 6.0V | 5.0Ah
COMPUMEDICS USA LTD
P Series Sleep System |  |  | B11144 | 7.2V | 3.5Ah
CONTINENTAL CORP
5000 System I Blood Pump |  |  | B00926 | 12.0V | 12.0Ah
COROMETRICS MEDICAL SYSTEMS
ML 6-4, ML 6-6 Infusion pump |  |  | OBSOLETE
115, 142 Fetal Monitor |  |  | OBSOLETE
145 Fetal Monitor |  |  | B00470 | 3.5V | 0.75Ah
220 pH Meter-Clock |  |  | B01202 | 3.0V | Alk
322 Monitor |  |  | B10703 | 7.2V | 0.7Ah | SOCWH
332 Monitor |  |  | B10828 | 7.2V | 0.6Ah
500, 500AE, 500E, 501, 502 Monitor |  |  | B10728 | 6.0V | 2.5Ah
503, 504, 505, 506 Monitor |  |  | B10702 | 12.0V | 2.5Ah
511 Monitor |  |  | B00906 | 6.0V | 7.0Ah
555 Monitor |  |  | B00919 | 12.0V | 2.6Ah
556 Monitor-Trend Memory |  |  | B11168 | 7.2V | 0.05Ah
556 Portable Monitor (P/N 5170AA0) |  |  | B11061 | 19.2V | 1.7Ah
600 Fetal Monitor |  |  | B10038 | 3.6V | 0.7Ah | 2/Unit
645 Ultra Sound-Memory |  |  | B00470 | 3.5V | 0.75Ah
903 Apnea/EEG Monitor |  |  | B00922-2 | 12.0V | 5.0Ah | 2/Unit
2010 Holter Recorder |  |  | B00470 | 3.5V | 0.75Ah
6153A Fetal Monitor |  |  | OBSOLETE
CORPAK INC
Corflo 300 Enternal Pump P/N COR02 Rev C |  |  | B11343 | 7.2V | 1.3Ah
R200, VTR300, VTR300D Pump |  |  | B10178 | 12.0V | 1.6Ah
CREATIVE BIOMEDICS
DX Portable Plus Spirometer |  |  | B11237 | 3.6V | 4.4Ah
CRITICARE SYSTEMS INC
END/ TLCO2 Pulse Oximeter |  |  | B00904 | 6.0V | 4.5Ah
500 Pulse Oximeter |  |  | B00918-1 | 12.0V | 1.5Ah
501, 501+ Pulse Oximeter |  |  | B10172 | 4.8V | 0.7Ah
502, 504, 506 Pulse Oximeter |  |  | B00904 | 6.0V | 4.5Ah
503 Pulse Oximeter |  |  | B00305 | 6.0V | 1.2Ah
503S Pulse Oximeter |  |  | B11001 | 6.0V | 1.2Ah
504DX Monitor |  |  | B00903-2 | 12.0V | 3.8Ah
506 Monitor-Non Invasive |  |  | B00885 | 12.0V | 3.4Ah
506DX Pulse Oximeter |  |  | B00904 | 6.0V | 4.5Ah
507 Patient Monitor |  |  | B00885 | 12.0V | 3.4Ah
507ES, 507N Patient Monitor |  |  | B00919 | 12.0V | 2.6Ah
507S Patient Monitor |  |  | B00510 | 12.0V | 4.0Ah
508 Patient Monitor |  |  | B00510 | 12.0V | 4.0Ah
550 Printer |  |  | B10198 | 6.0V | 0.7Ah
601, 602 IQ Poet Pulse Oximeter |  |  | B00885 | 12.0V | 3.4Ah
602-14 Poet LT Pulse Oximeter |  |  | B11133 | 7.2V | 2.45Ah
1100 Poet Monitor |  |  | B00885 | 12.0V | 3.4Ah
5040 Pulse Oximeter |  |  | B00305 | 6.0V | 1.2Ah
5053 Pulse Oximeter |  |  | B00902 | 6.0V | 1.2Ah
5070 BP Monitor |  |  | B00919 | 12.0V | 2.6Ah
CRITIKON INC
Compact TS Monitor |  |  | B00932 | 12.0V | 2.3Ah
Oxychek Oxygen Monitor |  |  | B01600-3 | 1.5V | Alk-C | 6/Unit
MPS Dinamap 722X Series P/N 633153 | [5 empty] | OEM Only
Pro 100, 200, 300, 400 Monitor |  |  | B00932 | 12.0V | 2.3Ah
Pro 1000 Monitor OEM P/N MS633177C |  |  | B11187 | 12.0V | 7.4Ah | Insert
Pro 1000 Monitor-Memory |  |  | B11215 | 3.6V | 0.15Ah
ProCare 300, 400 |  |  | B00506 | 6.0V | 3.3Ah
Rateminder Volumetric Controller |  |  | B01600-3 | 1.5V | Alk-C | 4/Unit
Simplicity Volumetric Pump |  |  | B00914 | 6.0V | 10.0Ah
900 Series Holter Recorder Pump |  |  | B10749 | 12.0V | 0.28Ah
1000 Vitanet Bedside Monitor |  |  | B00918-1 | 12.0V | 1.5Ah
1846, 1846SX, 1846SX/P Vital Signs Monitor |  |  | B10084 | 3.6V | Lith
2000, 2200 Vitanet Monitor |  |  | B00918-1 | 12.0V | 1.5Ah
2100 Volumetric Infusion Pump |  |  | B00914 | 6.0V | 10.0Ah
6695 IV Pump |  |  | B00914 | 6.0V | 10.0Ah
7300, 7350, Cardiac Output |  |  | B00924 | 12.0V | 7.5Ah
8100, 8100T, 8110 Dinamap Monitor |  |  | B10333 | 12.0V | 2.8Ah
8100 Printer |  |  | B11169 | 4.8V | 0.7Ah
8280 Oxytrack |  |  | B10084 | 3.6V | Lith
8700, 8700T Monitor |  |  | B00932 | 12.0V | 2.3Ah
8710, 8720 Monitor |  |  | B00932 | 12.0V | 2.3Ah
9300XL, 9340XL, 9350XL Dinamap Monitor |  |  | B10333 | 12.0V | 2.8Ah
9700 Monitor |  |  | B00932 | 12.0V | 2.3Ah
9710, 9720 Dinamap Plus Monitor |  |  | B00932 | 12.0V | 2.3Ah
9710, 9720 CPU Board |  |  | B10084 | 3.6V | Lith
CUTTER MEDICAL
Dependa Flo Volumetric Infusion Pump 888 |  |  | B00804 | 6.0V | 3.4Ah | 2/Unit
The Infusor |  |  | B00804 | 6.0V | 3.4Ah
CYBEX
EDI 320 |  |  | B10871 | 7.2V | 0.7Ah
Model 600C |  |  | B01054 | 6.0V | 2.5Ah
Model #6000 |  |  | B00320 | 12.0V | 7.0Ah | 2/Unit
6000-Memory |  |  | B00892 | 6.0V | 1.2Ah
CYBORG
J53, J58 Nerve Stimulator |  |  | B10017 | 4.8V | 1.6Ah
303 EMGP Biofeedback |  |  | B01000 | 1.2V | 2.5Ah | 2/Unit
DATASCOPE CORP
Accustat Pulse Oximeter |  |  | B00919 | 12.0V | 2.6Ah
Accutor 1 Monitor |  |  | B10038 | 3.6V | 0.7Ah
Accutor 1A, 2A Monitor |  |  | B10086 | 3.6V | 0.06Ah
Accutor 3, 4 Monitor |  |  | B10665 | 12.0V | 2.9Ah
Accutor Plus Monitor P/N 0146-00-0043 |  |  | B00932 | 12.0V | 2.3Ah
Accutor Plus Monitor P/N 0146-00-0069 | [5 empty] | OEM Only
Anestar Anesthesia System |  |  | B00924 | 12.0V | 7.5Ah
CS100 Intra-Aortic Balloon Pump |  |  | B00322 | 12.0V | 17.0Ah | 2/Unit
DPD Defibrillator |  |  | B10641 | 12.0V | 1.6Ah | Insert
M/D2, M/D2J Model 680,690, 692 Defibrillator |  |  | B10019 | 14.4V | 1.6Ah
M/D2, M/D2J Model 990 Monitor |  |  | B10018 | 12.0V | 1.6Ah
M/D3, M/D3A Model 693 Monitor/Defibrillator |  |  | B10020 | 24.0V | 1.6Ah | Insert
M/D4 Monitor/Defibrillator |  |  | B10526 | 12.0V | 2.5Ah | Rebuild
Passport, Passport II Monitor |  |  | B00932 | 12.0V | 2.3Ah | 2/Unit
Passport, Passport II Monitor-Memory |  |  | B01811 | 3.0V | 0.19Ah
80, 82, 83, 84 Balloon Pump |  |  | B10146 | 24.0V | 4.4Ah | Insert
90 Balloon Pump |  |  | B00930 | 12.0V | 26.0Ah | 2/Unit
90 Balloon Pump |  |  | B00931 | 12.0V | 40.0Ah | 2/Unit
90L, 90T, 95, 97,98 Balloon Pump |  |  | B00928-1 | 12.0V | 18.0Ah | 2/Unit
98XT Balloon Pump P/N 0146-00-0047-01 |  |  | B00322 | 12.0V | 17.2Ah | 2/Unit
790 Recorder |  |  | B10074 | 12.0V | 2.2Ah
850, 855, 860, 861, 870, 871 Monitor |  |  | B10031 | 12.0V | 2.2Ah
990 Physiological Monitor |  |  | B10018 | 12.0V | 1.6Ah
2000, 2001, 2002 Anesthesia Monitor |  |  | B10166 | 12.0V | 2.2Ah
2000A, 2001A, 2002A Anesthesia Monitor |  |  | B10355 | 12.0V | 4.4Ah
2000A, 2001A, 2002A-Memory |  |  | B10038 | 3.6V | 0.7Ah
2100, 2200 Monitor-Memory |  |  | B01642 | 3.6V | 0.1Ah
3000 Monitor |  |  | B10619 | 24.0V | 2.3Ah
DATEX-ENGSTROM
AS-3 Compact Monitor |  |  | B11055 | 24.0V | 2.0Ah
AS-3 Light Monitor Re-Order #896895 |  |  | B11314 | 12.0V | 2.8Ah | Rebuild
AS-3 Power Supply |  |  | B00902 | 6.0V | 1.2Ah
AS-3 Time Keeping CPU-1 Board |  |  | B00582 | CFI | CFI
Cardio Cap/5 Anesthesia Monitor |  |  | B00919-4 | 12.0V | 2.4Ah
CD-200-28-00 CO2 Monitor |  |  | B00804 | 6.0V | 3.4Ah
Light Monitor (P/N 887753) |  |  | B11123 | 13.2V | 1.8Ah | Rebuild
S/5 Compact Anesthesia Monitor P/N 10TH4000A |  |  | B11221 | 12.0V | 4.0Ah | 2/Unit
S/5 Critical Care Monitor P/N 10TH4000A |  |  | B11221 | 12.0V | 4.0Ah | 2/Unit
DAVOL INC
Dermatone |  |  | B10083 | 2.4V | 1.1Ah
DE HOKANSON INC
MD6 Biodirectional Doppler |  |  | B11375 | 7.2V | 0.4Ah
DEL MAR MEDICAL SYSTEMS
Aria Impresario Holter Recorder |  |  | B01808-1 | 3.0V | 0.14Ah
Lifecard CF Digital Recorder |  |  | B00857 | 3.0V | 0.005Ah
445A, 447, 449 Recorder |  |  | B10021 | 7.2V | 0.6Ah | Insert
456A Clock Battery |  |  | B01657 | 3.0V | Lith
15566 Recorder |  |  | B10021 | 7.2V | 0.6Ah | Insert
17541 Pressureometer II |  |  | B10251 | 7.2V | 1.6Ah | Insert
DENTSPLY CAULK
Cordless Polymerization Unit Model 300 |  |  | B11000 | 19.2V | 0.6Ah | Rebuild
DE PUY INC
Sterile View Back Pack 5414-35 |  |  | B10800 | 6.0V | 2.8Ah | Rebuild
Sterile View Communication |  |  | B01609 | 1.2V | 0.7Ah | 6/Unit
Sterile View System III |  |  | B10862 | 4.8V | 0.7Ah | Rebuild
Vacu-Mix 5401-10 |  |  | B10557 | 40.8V | 2.5Ah
Vacu-Mix II 5401-15 |  |  | B10516 | 33.6V | 1.3Ah
6676-05-000 Tourniquet Regulator |  |  | B11278 | 12.0V | 1.8Ah | Rebuild
6676-10-000 Tourniquet Regulator |  |  | B11287 | 24.0V | 1.8Ah | Rebuild
DETECTO SCALE
IB400 Digital Scale |  |  | B10654 | 12.0V | 1.6Ah
6475, 6800, 8430B Digital Scale |  |  | B10654 | 12.0V | 1.6Ah
DEVILBISS HEALTH CARE INC
Nebulizer 5000 |  |  | B00811 | 12.0V | 1.3Ah
OMS 50 |  |  | B11026 | 6.0V | 0.25Ah
Pulmo Aid Traveler 6610D |  |  | B10723 | 12.0V | 3.0Ah
Portable LOx P/N 1043029-001 |  |  | B11209 | 4.8V | 0.7Ah
Vac-U-Aide 7304-D |  |  | B00918-1 | 12.0V | 1.5Ah
Vac-U-Aide 7305-D P/N 7305P-413 |  |  | B11253 | 12.0V | 2.5Ah
5001 Ultrasound Doppler |  |  | B10759 | 8.4V | 0.6Ah
DHD/DIEMOLDING HEALTHCARE
Cuff-Mate II |  |  | B10799 | 7.5V | 0.1Ah
DIAGNOSTIC ULTRASOUND CORP
BVI 2500 Bladder Scanner |  |  | B01051 | 6.0V | 5.0Ah
|  | Or | B01054 | 6.0V | 2.5Ah
BVI 3000 Bladder Scanner | [5 empty] | OEM Only
BVI 5000 P/N 400-0023 |  |  | B11315 | 3.6V | 1.2Ah | Rebuild
Versadop |  |  | B01352 | 6.0V | Alk
DIGITRON SCALES
Baby Scale |  |  | B00804 | 6.0V | 3.4Ah
D200, D210, SR200 Baby Scale |  |  | B01049 | 8.0V | 2.5Ah
D500, D800 Series Baby Scale |  |  | B10353 | 14.0V | 2.5Ah
D8000 Series Scale |  |  | B01007 | 6.0V | 2.5Ah
DITTMAR
741314 Power Lifter IV |  |  | B00924 | 12.0V | 7.5Ah
742102 Weighmobile |  |  | B00918-1 | 12.0V | 1.5Ah
DNI NEVADA INC
Impulse 4000 |  |  | B00919 | 12.0V | 2.6Ah
Oxitest 2000, Oxitest 7 P/N 3310-003 |  |  | B10931 | 7.2V | 1.4Ah
Safety Analyzer 5000 |  |  | B10712 | 3.0V | 1.2Ah
DRAEGER MEDICAL INC
Anesthesia Cart-Narkomed II |  |  | B01391 | 6.0V | Alk
Anesthesia Machine GS Narkomed |  |  | B00320 | 12.0V | 7.0Ah
Anesthesia Machine 2A |  |  | B10863 | 12.0V | 7.5Ah
Anesthesia Machine 2B |  |  | B00924 | 12.0V | 7.5Ah
Anesthesia Machine 3B Narkomed |  |  | B10863 | 12.0V | 7.5Ah | 2/Unit
Anesthesia Machine 4 Narkomed |  |  | B00924 | 12.0V | 7.5Ah | 4/Unit
Evita-Memory |  |  | B01731 | 3.6V | 1.5Ah
Evita 2, 4 Dura Ventilator-Internal Battery-Sonnenschein |  |  | B11128 | 12.0V | 3.5Ah | 2/Unit
Evita 2, 4 Dura Ventilator-Internal Battery-PanaSonic |  |  | B00885 | 12.0V | 3.4Ah
Evita 2, 4 Dura Ventilator-External Battery |  |  | B00830 | 12.0V | 17.0Ah | 2/Unit
Evita 2, 4 Dura Ventilator-Memory |  |  | B01653 | 3.0V | 1.4Ah
Fabius GS Anesthesia Machine |  |  | B00885 | 12.0V | 3.4Ah
Narkomed 6000 |  |  | B00815 | 12.0V | 28.0Ah | 4/Unit
Oxylog 2000 Ventilator P/N 8411599-05 |  |  | B11376 | 7.2V | 1.0Ah
Oxymed Oxygen Monitor |  |  | B10937 | 4.8V | 0.11Ah
Savina Ventilator
| Internal Battery P/N 1841416 |  | B00885 | 12.0V | 3.4Ah
| External Battery P/N 1843303 |  | B00830 | 12.0V | 17.0Ah
V1000, V2000 Vitalert Oxymeter |  |  | B10847 | 18.0V | 3.4Ah
8000 Isolette |  |  | B00108 | 8.4V | 0.15Ah
DRANETZ TECHNOLOGIES INC
Model PPI |  |  | B11162 | 12.0V | 2.5Ah
626 Disturbance Analyzer |  |  | B10824 | 12.0V | 1.6Ah
626A Disturbance Analyzer |  |  | B10921 | 12.0V | 1.6Ah
658 Power Quality Monitor |  |  | B11028 | 13.2V | 0.6Ah
808 Disturbance Analyzer P/N 113269-G1-B |  |  | B11361 | 6.0V | 4.4Ah
DRUSTAR INC
Dimension 2000 Med Cart |  |  | B00918-1 | 12.0V | 1.5Ah
DUKANE CORP
2070 Nurse Call |  |  | B00937 | 6.0V | 1.0Ah
Nurse Call Locator Badge |  |  | B01814 | 3.0V | 0.95Ah
DYMAX CORP
Site Rite 8001C0775 |  |  | B10783 | 14.4V | 2.5Ah | Rebuild
Site Rite III 800049B01 |  |  | B11181 | 14.4V | 4.5Ah | Rebuild
Site Rite IV 800113B01 |  |  | B11363 | 14.4V | 4.5Ah | Rebuild
DYNEX
Dynex II Neurostimulator |  |  | B10694 | 4.8V | 0.15Ah | Rebuild
DYONICS INC
Arthroscopic Surgical 30 |  |  | B00804 | 6.0V | 3.4Ah
Arthroscopic Surgical 40, 60, 85 |  |  | B00924 | 12.0V | 7.5Ah | 2/Unit
ECKSTEIN BROTHERS
EB-390 Audiometer |  |  | B10948 | 16.8V | 0.17Ah
Model 46 Audiometer |  |  | B01202 | 3.0V | Alk
Model 60 Audiometer |  |  | B01212 | 9.0V | Alk
EDENTEC CORP
2000W Vital Signs Monitor |  |  | B10582 | 8.4V | 2.5Ah
3171 AirFlow-Memory |  |  | B00562 | 3.6V | Lith
ELECTRO-MED HEALTH IND
300 Hi-Voltage Stimulator |  |  | B10836 | 14.4V | 0.25Ah
EP MEDSYSTEMS INC
Battery P/N 10-0000-4100 |  |  | B11299 | 6.0V | 10.0Ah
EPCOM MEDICAL / EMS MEDICAL
FD-200 Fetal Doppler |  |  | B10974 | 12.0V | 0.7Ah
ESTILL MEDICAL TECHNOLOGIES INC
TA-200 Fluid Warmer P/N TA-BCE |  |  | B00924 | 12.0V | 7.5Ah | Insert
EXECUTONE INFORMATION
Futura II Nurse Call System |  |  | B00227 | 12.0V | 8.0Ah
EXOGEN INC
2000 Stimulator P/N U1-00061 Rev D |  |  | B11199 | 10.8V | 2.1Ah
FAIRFIELD MEDICAL PRODUCTS
Digital Pulse Tachometer |  |  | B00804 | 6.0V | 3.4Ah
Fetone Monitor |  |  | B10233 | 8.4V | 0.28Ah | 3/Unit
Pack 2 Cardio Recorder |  |  | B10013 | 12.0V | 4.4Ah
FERNO-ILLE
PSA 2000 Scale |  |  | B00925 | 12.0V | 12.0Ah
125, 128, 129 Lift Chair |  |  | B00928 | 12.0V | 18.0Ah | 2/Unit
193, 194, 196, 197 Lift Chair |  |  | B00930 | 12.0V | 26.0Ah
1600 Scale |  |  | B01600-3 | 1.5V | Alk-C | 5/Unit
3000 Shower Trolley |  |  | B00924 | 12.0V | 7.5Ah | 2/Unit
5000, 6000, 9650 Lift |  |  | B00924 | 12.0V | 7.5Ah | 2/Unit
FIBEROPTIC MEDICAL PRODUCTS
ILS-100 Transilluminator |  |  | B11266 | 7.2V | 1.5Ah
1T-101 Light |  |  | B10715 | 7.2V | 1.6Ah
FISHER SCIENTIFIC GROUP INC
Histomatic Tissue Processor Model 266MP-Memory |  |  | B00111 | 3.6V | 0.1Ah
212Z Isotemp Freezer |  |  | B00924 | 12.0V | 7.5Ah
FLUKE MFG CO INC
YA2003 Calibrator |  |  | B10910 | 12.0V | 2.5Ah
96, 97 Multimeter |  |  | B10858 | 4.8V | 2.5Ah
8000A Digital Multimeter |  |  | B10841 | 1.2V | 4.4Ah
8010A, 8012A, 8050A Digital Multimeter |  |  | B10362 | 2.4V | 2.5Ah | 2/Unit
FOXBORO CO
Gas Analyzer |  |  | B10337 | 7.2V | 4.4Ah-7.0Ah | Rebuild
Miran 203 NO2 Gas Analyzer |  |  | B10890 | 7.2V | 7.0Ah | Rebuild
Miran Sapphire P/N CR014GZ |  |  | B11336 | 7.2V | 5.0Ah | Rebuild
FUKUDA DENSHI
Cardimax |  |  | B10406 | 12.0V | 0.7Ah
Cardisuny 501A |  |  | B10726 | 9.6V | 0.7Ah
Cardisuny 501B |  |  | B11327 | 12.0V | 0.7Ah
Cardisuny 501 AX ECG Atrix |  |  | B00919 | 12.0V | 2.6Ah
Cardisuny 501 HA-Memory |  |  | B01642 | 3.6V | 0.1Ah
DS 502 Portable Telemetry Monitor |  |  | B00932-1 | 12.0V | 2.0Ah
FCP-211 Electro Cardiogram Analyzer-Memory |  |  | B10780 | 3.0V | 0.65Ah
FCP-2101, 2201 Electro Cardiogram |  |  | B10815 | 12.0V | 1.7Ah
HB310 Blood Presure Module (P/N 4KF-A600) |  |  | B11118 | 4.8V | 0.65Ah
3M-33 P/N 48314 |  |  | B10835 | 12.0V | 2.5Ah
FUTUREMED AMERICA INC
EC3 |  |  | B00918-1 | 12.0V | 1.5Ah
Personal 210 ECG |  |  | B11119 | 12.0V | 1.8Ah
GAMBRO-ENGSTROM
AK10, MK10 Dialysis |  |  | B10281 | 9.6V | 0.27Ah
Arica Ventilator |  |  | B10588 | 9.6V | 1.6Ah
PD10 Dialysis |  |  | B00804 | 6.0V | 3.4Ah
9651 Kebo Scale |  |  | B00924 | 12.0V | 7.5Ah
GENERAL DEVICES
GEMS 2000, GEMSCOM 3000 |  |  | B10473 | 12.0V | 1.3Ah
GE MEDICAL SYSTEMS
AMX 110
- Complete Kit | - Complete Kit |  | B03031-10 | 120.0V | 17.0Ah
- Battery Only | - Battery Only |  | B00830 | 12.0V | 17.0Ah | 10/Unit
AMX I
- Complete Kit | - Complete Kit |  | B03031-10 | 120.0V | 17.0Ah
- Battery Only | - Battery Only |  | B00830 | 12.0V | 17.0Ah | 10/Unit
AMX II
- Complete Kit | - Complete Kit |  | B03032-10 | 120.0V | 17.0Ah
- Battery Only | - Battery Only |  | B00830 | 12.0V | 17.0Ah | 10/Unit
AMX III
- Complete Kit |  |  | B03033-10 | 120.0V | 17.0Ah
- Battery Only |  |  | B00830 | 12.0V | 17.0Ah | 10/Unit
AMX IV
- Complete Kit |  |  | B03034-9 | 108.0V | 28.0Ah
- Battery Only (nut and bolt terminal) |  |  | B00815 | 12.0V | 28.0Ah | 9/Unit
- Battery Only (threaded post terminal) |  |  | B00815-1 | 12.0V | 28.0Ah | 9/Unit
CMX
- Complete Kit |  |  | B03037-10 | 120.0V | 17.0Ah
- Battery Only |  |  | B00830 | 12.0V | 17.0Ah | 10/Unit
LOGIQ Book Ultrasound P/N SH-250 |  |  | B11388 | 14.8V | 4.3Ah | Rebuild
GENERAL MEDICAL IND
Novastim 800 Stimulator |  |  | B00919 | 12.0V | 2.6Ah
GIVEN IMAGING INC
M2A Endoscopic Imaging System |  |  | B11344 | 6.0V | 7.0Ah | Rebuild
GOOD-LITE CO
Portable Headlight-L18065 |  |  | B10826 | 12.0V | 1.6Ah | Rebuild
GOULD INC
Optic Model 401527 |  |  | B10421 | 2.4V | 1.6Ah | Rebuild
SL-25 |  |  | B10868 | 7.2V | 2.5Ah
SP1405 Physiological Monitor |  |  | B00924 | 12.0V | 7.5Ah
SP1425B Cardiac Output |  |  | B00937 | 6.0V | 1.0Ah
SP1445 Hemodynamic Profile Computer |  |  | B10492 | 7.2V | 4.4Ah
SP1470 Oximeter |  |  | B10657 | 4.8V | 0.7Ah
SP1500, SP1510 Monitor/Defibrillator |  |  | B10200 | 24.0V | 1.6Ah
SP1606 Doptone-Fetal Pulse Detector |  |  | B10381 | 12.0V | 1.6Ah | Rebuild
SP2004 Blood Flow Monitor |  |  | B00924 | 12.0V | 7.5Ah
SP2009 Recorder |  |  | B00924 | 12.0V | 7.5Ah
SP2120 Display Monitor |  |  | B00906 | 6.0V | 7.0Ah | 2/Unit
SP2204 Blood Flow Monitor |  |  | B00906 | 6.0V | 7.0Ah | 2/Unit
SP2204 Recorder |  |  | B01038 | 12.0V | 5.0Ah
TR3000 Ophthalmic Diathermy Unit |  |  | B10256 | 24.0V | 1.6Ah | Rebuild
GRAHAM-FIELD INC
11-1099 Mini Echo Sounder |  |  | B10680 | 7.2V | 0.27Ah | Rebuild
Lumex Sure Lift P2 |  |  | B11167 | 14.4V | 1.3Ah | Rebuild
GRAMS MEDICAL
120 Light Source P/N BP-124 |  |  | B11178 | 4.0V | 2.5Ah | Rebuild
GRASON STADLER INC
GSI 17 Audiometer P/N 8410-0060 |  |  | B10827 | 7.2V | 1.6Ah
GSI 37 Auto Tymp |  |  | B11029 | 7.2V | 0.225Ah
GSI 70 Audiometer P/N 1770-9672 |  |  | B11190 | 7.2V | 1.1Ah
GRIESHABER & CO
Intra Ocular Membrane Peeler/Cutter Type 625.55 |  |  | B10410 | 7.2V | 0.7Ah | 2/Unit
GYNECO INC
138 Thermal Cautery System |  |  | B00914 | 6.0V | 10.0Ah
HALL SURGICAL
Arthroscope |  |  | B00804 | 6.0V | 3.4Ah | 2/Unit
Arthrotome 5039-02, 5039-16 |  |  | B00919 | 12.0V | 2.6Ah
Battery Module #5048-10 |  |  | B10743 | 9.6V | 1.6Ah | Rebuild
ETO Leak Detector |  |  | B10572 | 4.8V | 0.7Ah
PRO 3115 |  |  | B11275 | 9.6V | 1.25Ah | Rebuild
HAMILTON MEDICAL INC
Galileo Ventilator |  |  | B00922-2 | 12.0V | 5.0Ah
Leonardo Monitor-Memory |  |  | B00548 | 3.6V | 0.065Ah
HARVARD CLINICAL TECHNOLOGY
Harvard 2 Syringe Pump P/N HV-9250-003 |  |  | B11229 | 3.6V | 5.0Ah | 2/Unit
PCA, PCA-1 Pump-6464001 |  |  | B00918-1 | 12.0V | 1.5Ah
HEALTHDYNE TECHNOLOGIES
Nitewatch Recorder |  |  | B11084 | 6.0V | 2.5Ah
150 Power Pack |  |  | B10774 | 8.0V | 5.0Ah
900 Series Apnea Monitor |  |  | B10507 | 6.0V | 2.5Ah
9000 Apnea Monitor |  |  | B10823 | 8.0V | 2.5Ah
16900, 16912 Monitor |  |  | B10581 | 10.0V | 5.0Ah
HEALTH-O-METER INC
431KL, 432KL Scale |  |  | B00804 | 6.0V | 3.4Ah
450, 452KL, 460, 481, 482, 483, 492, 495KL Scale |  |  | B00804 | 6.0V | 3.4Ah
551KL, 591KL, 592 Scale |  |  | B00804 | 6.0V | 3.4Ah
551 KLS |  |  | B00938 | 6.0V | 2.8Ah
552KL Scale |  |  | B00938 | 6.0V | 2.8Ah
592KL Scale |  |  | B00938 | 6.0V | 2.8Ah
|  | Or | B00804 | 6.0V | 3.4Ah
595KL Scale |  |  | B00407 | 6.0V | 2.6Ah
2000, 2100, 2101, 2200 Scale - Check Polarity |  |  | B10683 | 8.0V | 2.5Ah
|  | Or | B11305 | 8.0V | 2.5Ah
2400, 2500, 2600 Scale |  |  | B10122 | 8.0V | 2.5Ah
2500KL Scale |  |  | B10683 | 8.0V | 2.5Ah
63653, 63719 Pediatric Scale |  |  | B00804 | 6.0V | 3.4Ah
HEALTHTEK INC
E M S Model 3000 |  |  | B00918-1 | 12.0V | 1.5Ah
HEINE USA LTD
Alpa D-80.1 Otoscope P/N M2Z |  |  | B11213 | 2.4V | 0.7Ah | Rebuild
Light Source |  |  | B10999 | 6.0V | 1.2Ah | Rebuild
Model S7307 Scale |  |  | B11104 | 7.2V | 0.7Ah
HELENA LABORATORIES CORP
A2P Coagulation Timer P/N 9B025012 |  |  | B11352 | 7.2V | 4.4Ah
Aktalyke Coagulator Test Module |  |  | B01386 | 12.0V | Alk
HEMOCUE INC
Model B-651000 |  |  | B10854 | 6.0V | 0.7Ah
HEMODYNAMICS
AV 1000 Doppler |  |  | B02147 | 12.0V | 3.5Ah
HENLEY INTERNATIONAL
Sonopulse 64, 463, 464 |  |  | B00919 | 12.0V | 2.6Ah
HILL-ROM CO INC
Active Care DVT System P/N 503-A-0001-01 |  |  | B11350 | 7.2V | 1.8Ah
Criticare Bed Scale |  |  | B00903-2 | 12.0V | 3.8Ah
Century CC Scale-Pack |  |  | B01005 | 6.0V | 2.5Ah
Century CC Scale-Block |  |  | B00938 | 6.0V | 2.8Ah
Nurse Call |  |  | B01664 | 3.0V | 0.56Ah
Total Care Bed |  |  | B00924-1 | 12.0V | 7.5Ah
Total Care Intelladrive |  |  | B01094 | 12.0V | 13.0Ah | 2/Unit
HOLLISTER INC
Lact-E-Lite Pump |  |  | B11091 | 12.0V | 0.7Ah
HOSPITAK INC
TOTE-A-NEB 1500 |  |  | B00938 | 6.0V | 2.8Ah | 2/Unit
HUMPHREY SYSTEMS
Indirect Opthalmoscope (P/N Z309621) |  |  | B11058 | 7.2V | 0.75Ah
IMED CORP
Gemini PC-1-Model 1310 |  |  | B00813 | 6.0V | 7.2Ah
Gemini PC-1, PC-2, PC-4 Memory |  |  | B10761 | 4.8V | 0.08Ah
Gemini PC-2-Clock |  |  | B00115 | 3.0V | Lith
Gemini PC-2-Model 1320 |  |  | B00821 | 6.0V | 12.0Ah
Gemini PC-2TX |  |  | B00821 | 6.0V | 12.0Ah
Gemini PC-4 Pump |  |  | B00885 | 12.0V | 3.4Ah
800, 900 Series Infusion Pump |  |  | B00821 | 6.0V | 12.0Ah
IMEX MEDICAL SYSTEMS
CT + Doppler |  |  | B10634 | 12.0V | 0.25Ah
DOP-CT Doppler |  |  | B10634 | 12.0V | 0.25Ah
Free DOP Probe |  |  | B11051 | 7.2V | 0.17Ah
Pocket Doppler II |  |  | B10883 | 1.2V | 0.85Ah | 2/Unit
Pocket Doppler III |  |  | B00108 | 8.4V | 0.15Ah
Pocket Doppler With Earpiece |  |  | B00115 | 3.0V | Lith
Transfer Chair Scale |  |  | B11172 | 9.6V | 0.7Ah
7000 PLU |  |  | B00924 | 12.0V | 7.5Ah
IMPACT MEDICAL CORP
Vac-Pac Portable Aspirator |  |  | B10359 | 12.0V | 3.8Ah
302 Suction Pump |  |  | B00804 | 6.0V | 3.4Ah | 2/Unit
305, 305G, 305GR Suction Pump |  |  | B10951 | 12.0V | 5.0Ah
306 Suction Pump |  |  | B00906 | 6.0V | 7.0Ah | 2/Unit
308, 308GR Suction Pump |  |  | B11226 | 12.0V | 2.8Ah
315 Suction Pump |  |  | B00904 | 6.0V | 4.5Ah | 2/Unit
321 Suction Pump |  |  | B00316 | 12.0V | 2.0Ah
325M Suction Pump |  |  | B11227 | 12.0V | 5.0Ah
706, 707 Ventilator |  |  | B00918-1 | 12.0V | 1.5Ah
750 Ventilator |  |  | B10483 | 12.0V | 3.8Ah
754 Eagle Univent Ventilator |  |  | B11152 | 12.0V | 5.0Ah
INFRASONICS INC
Adult Star 1010, 1500 |  |  | B00924 | 12.0V | 7.5Ah
Adult Star 2000 |  |  | B10878 | 12.0V | 7.5Ah
Adult Star-Memory |  |  | B10785 | 4.8V | 0.11Ah
Infant Star Ventilator |  |  | B10584 | 10.0V | 2.5Ah
Star Sync |  |  | B10785 | 4.8V | 0.11Ah
INSTROMEDIX INC
Heart Card 3X-Model 5329-00 |  |  | B11097 | 3.0V | 0.035Ah-0.27Ah
INSTRUMENTATION LABORATORY
GEMPCL Portable Coagulation Machine P/N EA1AA721011 |  |  | B11225 | 8.4V | 0.8Ah | Rebuild
IL402, IL404, IL406, IL407 |  |  | B01203 | 4.5V | Alk
INTELLIGENT MEDICAL SYSTEMS
2000A First Temp Thermometer-3" Tall |  |  | B10316 | 2.4V | 2.2Ah
2000A First Temp Thermometer-4.75" Tall |  |  | B10363 | 2.4V | 4.4Ah
INTERNATIONAL TECHNIDYNE
Hemochron 400 |  |  | B10202 | 6.0V | 1.6Ah
Hemochron 401 |  |  | B10600 | 7.2V | 1.6Ah
Hemochron 800 |  |  | B10331 | 6.0V | 2.2Ah
Hemochron 801-HE5-4 |  |  | B10777 | 7.2V | 2.2Ah
Hemochron 8000 |  |  | B11065 | 12.0V | 5.0Ah
Hemochron Jr |  |  | B11138 | 7.2V | 0.7Ah
Hemochron Jr Signature HE-SIG P/N HJ6011X |  |  | B11225 | 8.4V | 0.8Ah | Rebuild
Hemochron Response P/N HR1217X |  |  | B11206 | 7.2V | 5.0Ah
INVACARE CORP
Reliant RPS350-1 Patient Lift |  |  | B00919-2 | 12.0V | 2.9Ah | 2/Unit
Reliant 450 Patient Lift |  |  | B00919-2 | 12.0V | 2.9Ah | 2/Unit
1500 Tub Lift |  |  | B00928-1 | 12.0V | 18.0Ah
INVIVO RESEARCH INC
Millenium 3500V - Memory |  |  | B01803-1 | 3.0V | 0.042Ah
Millennium 3500U |  |  | B00932 | 12.0V | 2.3Ah
Omega 500, 1000, 1100, 1500, 1600, 5000 Blood Pressure Monitor |  |  | B00924 | 12.0V | 7.5Ah
Omega 1000 Clock Battery |  |  | B01203 | 4.5V | Alk
Omega 1400 Blood Pressure Monitor |  |  | B00317 | 12.0V | 2.3Ah
Omega 1445 NIBM SaO2 |  |  | B00919 | 12.0V | 2.6Ah
Omega 5600 NIBP Monitor |  |  | B01070 | 8.0V | 2.5Ah
Omega 5600 Pulse Oximeter |  |  | B01049 | 8.0V | 2.5Ah
3150 MRI |  |  | B00924 | 12.0V | 7.5Ah | 4/Unit
3155 Monitor |  |  | B00932 | 12.0V | 2.3Ah | 3/Unit
4500 MRI |  |  | B00919 | 12.0V | 2.6Ah
4500, 4500+ Pulse Oximeter |  |  | B01070 | 8.0V | 2.5Ah
4500S Pulse Oximeter |  |  | B01052 | 4.0V | 2.5Ah
4500 Scout Mini O2 Monitor |  |  | B10795 | 4.8V | 1.6Ah
IVAC CORP
Mini Med III Infusion System-MMT-9500 (Siemens) |  |  | B10805 | 3.6V | 1.7Ah | Insert
Mini Med III Memory |  |  | B11008 | 3.0V | 2.5Ah
230 Infusion Controller |  |  | B10024 | 12.0V | 0.7Ah
260, 262, 262A Infusion Controller |  |  | B10128 | 12.0V | 2.5Ah
280 Keofeed II Infusion Pump |  |  | B00804 | 6.0V | 3.4Ah | SOWHC
500 Keofeed Infusion Pump |  |  | B00919 | 12.0V | 2.6Ah
530 Infusion Pump |  |  | B10024 | 12.0V | 0.7Ah
560, 565 Variable Pressure Pump |  |  | B10128 | 12.0V | 2.5Ah
570 Variable Pressure Pump |  |  | B10128 | 12.0V | 2.5Ah
580, 580EE, 590, 590EE, 599 Infusion Pump |  |  | B00804 | 6.0V | 3.4Ah | SOWHC
600 Volumetric Pump |  |  | B10024 | 12.0V | 0.7Ah
811, 817, 821, 821A 822 Electronic Thermometer |  |  | B10076 | 4.8V | 0.7Ah
1500 Infu-Check |  |  | B10181 | 12.0V | 1.6Ah
2000 Electronic Thermometer |  |  | B10172 | 4.8V | 0.7Ah
3000 Keofeed Infusion Pump |  |  | B00919 | 12.0V | 2.6Ah
3080 Keofeed Infusion Pump |  |  | B00804 | 6.0V | 3.4Ah | SOWHC
4000, 4200, 5200 Vital Check Monitor |  |  | B10167 | 12.0V | 2.5Ah
IVION CORP
KIDS Pump |  |  | B10075 | 7.2V | 4.4Ah
Trilogy Pump |  |  | B01071 | 8.0V | 5.0Ah
2000 Infusion Pump |  |  | B01049 | 8.0V | 2.5Ah
5000 Infusion Pump |  |  | B10290 | 6.0V | 0.8Ah
6000, 6006 Infusion Pump |  |  | B10168 | 7.2V | 2.5Ah
7000, 7200, 7200D Infusion Pump |  |  | B10075 | 7.2V | 4.4Ah
IVY BIOMEDICAL SYSTEMS
201, 202, 401, 402, 403, 404 Monitor |  |  | B10333 | 12.0V | 2.8Ah
303, 303A Monitor |  |  | B10333 | 12.0V | 2.8Ah | 2/Unit
504 Recorder |  |  | B00918-1 | 12.0V | 1.5Ah | 2/Unit
700, 701, 702, 704 Monitor |  |  | B00906 | 6.0V | 7.0Ah | 2/Unit
705, 706 Monitor |  |  | B10613 | 12.0V | 4.2Ah
2310 Monitor |  |  | B10333 | 12.0V | 2.8Ah
J C EMERSON
3MV Ventilator |  |  | B10629 | 9.6V | 0.28Ah
JEWETT REFRIGERATOR CO INC
Temp/Power Monitor TMSR-B |  |  | B10509 | 6.0V | 0.7Ah
TMS-1-B |  |  | B01609 | 1.2V | 0.7Ah | 4/Unit
TMS-3-B, TPM-3 |  |  | B10587 | 4.8V | 0.7Ah
T100-1 Surveillance Module |  |  | B10709 | 4.8V | 0.7Ah
JONES MEDICAL INSTRUMENTS
Satellite Spriometer |  |  | B10939 | 7.2V | 0.7Ah
JOSTRA INC
Rotaflow Centrifugal Pump System P/N PA-A959-AF |  |  | B11384 | 24.0V | 5.0Ah
KEITHLEY INSTRUMENTS INC
602 Electrometer |  |  | B01324 | 9.0V | C/Z
614 Digital Dosimeter |  |  | B01323 | 300.0V | C/Z
35055 Digital Dosimeter |  |  | B10015 | 6.0V | 2.5Ah
KELLER MEDICAL SPECIALTIES
KMS 850, 950 |  |  | B00933 | 12.0V | 2.0Ah
KELVINATOR SCIENTIFIC
Audio Alarm |  |  | B00924 | 12.0V | 7.5Ah
Freezer Alarm UC26F-6-040 |  |  | B00922-2 | 12.0V | 5.0Ah
KINETIC CONCEPTS INC
KinAir Bed-Temp Transport |  |  | B00249 | 12.0V | 33.0Ah
315B Vacuum Assisted Closure |  |  | B00919 | 12.0V | 2.6Ah
KONTRON INSTRUMENTS
Cutaneous CO2 Monitor |  |  | B00914 | 6.0V | 10.0Ah
Inter ECG Simulator |  |  | B00804 | 6.0V | 3.4Ah
KAAT, KAAT+, KAAT II+ Balloon Pump |  |  | B00928-1 | 12.0V | 18.0Ah | 2/Unit
KAAT K2000 Balloon Pump-Block Battery |  |  | B00930 | 12.0V | 26.0Ah
7 Balloon Pump |  |  | B00914 | 6.0V | 10.0Ah
10 Balloon Pump |  |  | B00217 | 6.0V | 20.0Ah | 6/Unit
27 Balloon Pump |  |  | B00903-2 | 6.0V | 3.8Ah
105, 205 Monitor |  |  | B00924 | 12.0V | 7.5Ah
400, 470 |  |  | B00919 | 12.0V | 2.6Ah
504 Heart Station |  |  | B10441 | 12.0V | 2.5Ah
820 Monitor |  |  | B01001 | 2.0V | 2.5Ah
1010, 1020, 1022, 1030 Arteriosonde |  |  | B10035 | 12.0V | 1.6Ah | SOCWH
3010-G Balloon Pump |  |  | B00217 | 6.0V | 20.0Ah
4390 Virtual System |  |  | B10333 | 12.0V | 2.8Ah
7141 Monitor |  |  | B00919 | 12.0V | 2.6Ah
7142 Microgas Monitor |  |  | B00924 | 12.0V | 7.5Ah
7143 Micro Recorder, 7501 Defibrillator |  |  | B00919 | 12.0V | 2.6Ah
7640 Microgas Monitor |  |  | B00924 | 12.0V | 7.5Ah
7800, 7820 Monitor/Defibrillator |  |  | B10971 | 24.0V | 1.6Ah
8200 Monitor |  |  | B01014 | 2.0V | 2.5Ah
7840200, 7845000 Oximeter |  |  | B00937 | 6.0V | 1.0Ah
KROWN RESEARCH INC
Porta View PV20 |  |  | B11303 | 6.0V | 1.5Ah
TDD Device
| 1/2 D Pack |  | B10677 | 6.0V | 2.2Ah
| Sub C Pack |  | B10830 | 6.0V | 1.6Ah
TTY Machine |  |  | B10652 | 6.0V | 2.2Ah
LADD MEDICAL
J3000 Pressure Monitor |  |  | B00904 | 6.0V | 4.5Ah
J7000 Pressure Monitor |  |  | B00902 | 6.0V | 1.2Ah
LAERDAL MEDICAL CORP
Heart Aid 80, 88 |  |  | B01024 | 12.0V | 2.5Ah
Heart Aid 95 |  |  | B00924 | 12.0V | 7.5Ah
Heart Aid 97 ALS Defibrillator |  |  | B01031 | 12.0V | 2.5Ah | 2/Unit
Heart Aid 1000 |  |  | B00918-1 | 12.0V | 1.5Ah
Heart Start 911 |  |  | B00932 | 12.0V | 2.3Ah
Heart Start 1000 Training |  |  | B00924 | 12.0V | 7.5Ah
Heart Start 2000, 3000, 4000 Defibrillator |  |  | B00932-1 | 12.0V | 2.0Ah
Heart Start 2000, 3000, 4000 Memory |  |  | B00119 | 3.0V | 0.56Ah
Pace Aid 50, 52, Display 10 |  |  | B10116 | 12.0V | 2.5Ah
Pace Aid 53 |  |  | B00918-1 | 12.0V | 1.5Ah
7000 Compact Suction Pump |  |  | B00918-1 | 12.0V | 1.5Ah
7050 LSU Suction Pump |  |  | B10025 | 12.0V | 1.6Ah
880001 Suction Pump |  |  | B00811 | 12.0V | 1.3Ah
880020 Compact Suction Unit P/N 7305P-413 |  |  | B11310 | 12.0V | 2.5Ah
LIFE SCIENCE INSTRUMENTATION
LS1 Digital Heart Monitor |  |  | B01609 | 1.2V | 0.7Ah | 4/Unit
LS5 Monitor |  |  | B00924 | 12.0V | 7.5Ah
LS14, LS24 Monitor |  |  | B00919 | 12.0V | 2.6Ah
LS285 Defibrillator |  |  | B00919 | 12.0V | 2.6Ah
VPD 261 Defibrillator |  |  | B00924 | 12.0V | 7.5Ah
LIFECARE INTERNATIONAL INC
Freeway Nebulizer |  |  | B00804 | 6.0V | 3.4Ah | 2/Unit
PLV100, PLV102 Ventilator |  |  | B10704 | 6.0V | 2.5Ah | 2/Unit
PLV100, PLV102 Alarm Battery |  |  | B00111 | 3.6V | 0.1Ah
LIFELINE SYSTEMS INC
ERC 400 Base Unit |  |  | B00906 | 6.0V | 7.0Ah | 4/Unit
H101 Communicator |  |  | B00902 | 6.0V | 1.2Ah
H102 Communicator |  |  | B00904 | 6.0V | 4.5Ah
HC102 AutoDial |  |  | B00905 | 6.0V | 4.5Ah
HC102E, HC102ES, LC202E |  |  | B00937 | 6.0V | 1.0Ah
RC Switchboard |  |  | B00906 | 6.0V | 7.0Ah
Switchboard |  |  | B00914 | 6.0V | 10.0Ah
4000, 5000, 5200, 5500 AutoDial |  |  | B10789 | 6.0V | 1.0Ah
6200, 6500, 6600, 8500, 9000 Care Giver |  |  | B00903 | 6.0V | 0.5Ah
LIFESCAN INC
One Touch Glucose Monitor |  |  | B01242 | 6.0V | Alk
One Touch II Glucose Monitor |  |  | B01304 | 6.0V | Alk
LIKO INC
Likorall R2R Patient Lift |  |  | B00919-4 | 12.0V | 2.4Ah | 2/Unit
Sabina Patient Lift |  |  | B00919-2 | 12.0V | 2.9Ah | 2/Unit
Golvo 7007ES Patient Lift |  |  | B00919-2 | 12.0V | 2.9Ah
LIONVILLE SYSTEMS INC
600 Med Cart |  |  | B00906 | 6.0V | 7.0Ah | 2/Unit
800 Med Cart |  |  | B00906 | 6.0V | 7.0Ah | 2/Unit
624D Drug Cart |  |  | B00922-2 | 12.0V | 5.0Ah
LORAD MEDICAL SYSTEMS
RT125 |  |  | B00831 | 12.0V | 33.0Ah | 10/Unit
LSE MEDICAL PRODUCTS INC
Telemetry Monitor 1-10 |  |  | B10128 | 12.0V | 2.5Ah
Telemetry Transmitter |  |  | B10105 | 6.0V | 0.28Ah
LUMISCOPE CO INC
Astrogragh III |  |  | B00919 | 12.0V | 2.6Ah
Digital Blood Pressure |  |  | B01000 | 1.2V | 2.5Ah | 4/Unit
LUXTEC
UltraLite Headlight System |  |  | B11323 | 6.0V | 0.7Ah
MANSFIELD CARDIAC ASSIST
Intra/Aortic Balloon Pump 1300 |  |  | B00930 | 12.0V | 26.0Ah | 2/Unit
Intra/Aortic Balloon Pump 1300M |  |  | B00934 | 12.0V | 33.0Ah | 2/Unit
Intra/Aortic Balloon Pump 3000 |  |  | B00928-1 | 12.0V | 18.0Ah | 2/Unit
MARCAL MEDICAL INC
3100, 3400 Infusion Pump |  |  | B01001 | 2.0V | 2.5Ah | 3/Unit
MARCO OPHTHALMIC
SA BAT 1000 Brightness Tester |  |  | B11252 | 4.8V | 0.7Ah
MARQUEST MEDICAL PRODUCTS
Pulsox VII Oxygen Monitor |  |  | B10265 | 7.2V | 1.0Ah
101 Jaundice Meter |  |  | B10286 | 4.8V | 0.30Ah
MARQUETTE ELECTRONICS
CardioServ 360 Defibrillator P/N 92916531 |  |  | B11273 | 18.0V | 0.7Ah | Rebuild
Case 12/15 Micro Processor |  |  | B11129 | 3.6V | 0.6Ah
Dash 1000 P/N 303-444-09 |  |  | B11208 | 12.0V | 2.0Ah
Dash 2000 |  |  | B11325 | 12.0V | 2.5Ah
Dash 3000, 4000 |  |  | B11194 | 11.1V | 4.2Ah | 2/Unit
Eagle Monitor-P/N 406679-003 |  |  | B10701 | 12.0V | 1.8Ah
Eagle Monitor-Memory |  |  | B00855 | 3.0V | Lith
Eagle 4000 Patient Montior P/N 420315-001 |  |  | B11116 | 12.0V | 1.8Ah
EMS-BP711 BP Monitor |  |  | B00918-1 | 12.0V | 1.5Ah
Mac-PC, Mac 6 ECG Recorder |  |  | B10412 | 19.2V | 1.6Ah
Mac VU ECG Monitor |  |  | B01094 | 12.0V | 13.0Ah | 2/Unit
Mac 2 Monitor-Memory |  |  | B00111 | 3.6V | 0.1Ah
Mac 8, Mac Personal Monitor |  |  | B10889 | 19.2V | 4.4Ah
Mac 12 Recorder |  |  | B00111 | 3.6V | 0.1Ah | 2/Unit
Mac 12, Mac 15 Recorder-Upgrade |  |  | B10068 | 3.6V | 0.6Ah
Mac 1000, 1200 P/N 303-442-70 |  |  | B11117 | 18.0V | 1.3Ah
Seer MC - Memory |  |  | B01802-1 | 3.0V | 0.035Ah
Smart-Pac II Display |  |  | B10576 | 12.0V | 2.5Ah | Insert
Solar 9500 P/N 413079-005 Rev C |  |  | B11242 | 13.2V | 0.8Ah
Tram 200 Memory |  |  | B00855 | 3.0V | 1.0Ah
Tram 450SL Memory |  |  | B00855 | 3.0V | 1.0Ah
46 Monitor/Defibrillator |  |  | B10148 | 24.0V | 1.6Ah
360 Defibrillator |  |  | B10553 | 24.0V | 0.6Ah | Rebuild
900 Monitor/Defibrillator/Recorder |  |  | B10676 | 24.0V | 1.6Ah | Rebuild
901 Monitor |  |  | B00932-1 | 12.0V | 2.0Ah
1200, 1500 Monitor/Defibrillator - Lead Acid | [5 empty] | OEM Only
1200, 1500 Monitor/Defibrillator - NiCad |  |  | B10676 | 24.0V | 1.6Ah | Rebuild
2230N, 2310N, 2330N ECG Monitor |  |  | B10333 | 12.0V | 2.8Ah
4200 Tram System |  |  | B00932-1 | 12.0V | 2.0Ah
7010, 7200 Tram System |  |  | B00932-1 | 12.0V | 2.0Ah
7010 Memory Battery |  |  | B00111 | 3.6V | 0.1Ah
7200 Tram Smart-Pac Display |  |  | B10576 | 12.0V | 2.5Ah | Insert
7700-Memory Back-Up |  |  | B00111 | 3.6V | 0.1Ah
8500 Holter Recorder |  |  | B01325 | 1.5V | Alk
MASIMO CORP
Radical Pulse Oximeter |  |  | B11328 | 4.8V | 1.65Ah | Rebuild
MASTERCARE PATIENT EQUIPMENT INC
ML-10 Patient Lift |  |  | B00256 | 12.0V | 12.0Ah
MATRX MEDICAL INC
First Response Suction Unit |  |  | B10843 | 12.0V | 1.3Ah
Life Defense Plus |  |  | B10814 | 12.0V | 2.5Ah | Rebuild
Premium Emergency Suction Unit |  |  | B10853 | 12.0V | 1.5Ah
MCGAW INC
Horizon Infusion Pump - Yuasa Brand |  |  | B10753-1 | 12.0V | 2.0Ah
Horizon Infusion Pump Alarm |  |  | B11074 | 4.8V | 0.11Ah
Horizon Infusion Pump-Memory |  |  | B01608 | 3.0V | 0.09Ah
Horizon NXT Infusion Pump-Memory |  |  | B11156 | 3.0V | 0.285Ah
Micro Rate Infusion Pump |  |  | B00904 | 6.0V | 4.5Ah
Outlook 100,200 Safety Infusion System |  |  | B00886 | 12.0V | 2.2Ah
VIP N7510 Infusion Pump |  |  | B10138 | 6.0V | 7.0Ah
VIP N7531, N7532 Controller |  |  | B10592 | 12.0V | 3.2Ah
VIP N7922, N7927 Infusion Pump |  |  | B00914 | 6.0V | 10.0Ah
521, 522 Intell Pump |  |  | B00804 | 6.0V | 3.4Ah
521, 522 Intell Pump |  | Or | B00904 | 6.0V | 4.5Ah
521, 522 Intell Pump |  | Or | B00316 | 12.0V | 2.0Ah
821 Intell Pump |  |  | B00804 | 6.0V | 3.4Ah
2001 Intell Pump |  |  | B00804 | 6.0V | 3.4Ah
2001 Intell Pump |  | Or | B00904 | 6.0V | 4.5Ah
5138 Accu Pro Infusion Pump |  |  | B10138 | 6.0V | 7.0Ah
MEDASONICS INC
D8, D9, D10 Biodirectional Doppler |  |  | B10230 | 12.0V | 1.6Ah
Medacord Doppler |  |  | B00924 | 12.0V | 7.5Ah
038, 098 Ultrasound Versitone R Wave Generator |  |  | B10230 | 12.0V | 1.6Ah
MEDEX INFUSION SYSTEMS
MPO 400 Infusion IV Mini Pump |  |  | B01000 | 1.2V | 2.5Ah | 4/Unit
Surgical Doppler |  |  | B11200 | 9.6V/9.6V | 0.7Ah/0.11Ah
Triology Multi Channel Infusion Pump |  |  | B01071 | 8.0V | 5.0Ah
3010 Protégé Syringe Infusion Pump P/N G-6000244 |  |  | B11186 | 7.2V | 1.7Ah | Rebuild
MEDFUSION INC
200, 300 Infusion Pump |  |  | B00108 | 8.4V | 0.12Ah
410 Walk Portable Pump |  |  | B00108 | 8.4V | 0.12Ah
1001 Syringe Pump |  |  | B10243 | 7.2V | 2.5Ah
2001, 2010 Syringe Pump |  |  | B10570 | 7.2V | 1.6Ah
KIDS Pump |  |  | B11159 | 7.2V | 5.0Ah
MEDICAL DATA ELECTRONICS
Escort Prism EL |  |  | B00932 | 12.0V | 2.3Ah
Escort Prism SE- Upgrade P/N E 2700-37SE7 |  |  | B11173 | 12.0V | 7.0Ah
Escort II-20100, II Plus |  |  | B00932 | 12.0V | 2.3Ah | 3/Unit
E100, E101, E102 E200 Monitor |  |  | B00932-1 | 12.0V | 2.0Ah
E100T, E101T, E102T, E200T Monitor |  |  | B00867 | 12.0V | 3.8Ah
E100T Memory Back-Up |  |  | B10716 | 2.4V | 0.06Ah
E300, E300A Monitor |  |  | B00932 | 12.0V | 2.3Ah
2000, 6000 Datasim Simulator |  |  | B00919 | 12.0V | 2.6Ah
MEDICAL DEVICES INC
Plexus I, Plexus III |  |  | B10869 | 7.2V | 4.4Ah | 2/Unit
159, 259 Nerve Stimulator |  |  | B00108 | 8.4V | 0.12Ah
7400 Neuro Pacer |  |  | B11240 | 3.6V | 1.5Ah
7560 Ultrall Nerve Stimulator |  |  | B00843 | 1.2V | 0.30Ah | 3/Unit
7561 Ultrall Nerve Stimulator |  |  | B01609 | 1.2V | 0.7Ah | 3/Unit
MEDICAL ENGINEERING CORP
52940, 52966 EndoTek, OM-2, OM-3 Urodata Monitor |  |  | B10502 | 24.0V | 1.6Ah
MEDICAL INDUSTRIES AMERICA INC
VacuMax 605 Aspirator |  |  | B00933 | 12.0V | 2.0Ah
MEDICAL LAB AUTOMATION
Model 5CT |  |  | B00929 | 12.0V | 26.0Ah | 2/Unit
MEDICAL SYSTEMS INTL CORP
MSC 2001 |  |  | B00939 | 12.0V | 0.8Ah
MSC 8111 |  |  | B10726 | 9.6V | 0.7Ah
Single Channel EKG |  |  | B00919 | 12.0V | 2.6Ah
2000 |  |  | B11292 | 12.0V | 0.8Ah
MEDICAL TECHNOLOGY PRODUCTS
MTP, MVP-1 Pump |  |  | B00804 | 6.0V | 3.4Ah
1000, 1001 Pump |  |  | B00804 | 6.0V | 3.4Ah
MEDI-MAN REHAB PRODUCTS
Patient Lift 5000 |  |  | B00924 | 12.0V | 7.5Ah | 2/Unit
Patient Lift 62200-400 LB |  |  | B00821 | 6.0V | 12.0Ah | 2/Unit
Patient Lift 62200-600 LB |  |  | B00924 | 12.0V | 7.5Ah | 2/Unit
7000 Medi Lifter 3 |  |  | B00922-2 | 12.0V | 5.0Ah | 2/Unit
MEDIMEX INC
PD-1 Defibrillator |  |  | B00919 | 12.0V | 2.6Ah
MVP 1500E Portable Ventilator |  |  | B00924 | 12.0V | 7.5Ah
MED RAD INC
Mark V Provis Injector-Memory |  |  | B01811-1 | 3.0V | 0.19Ah
Spectris MR Injector P/N SBP200 |  |  | B11374 | 12.0V | 5.0Ah | Rebuild
MEDTEK CORP
BP 1 420 Blood Pressure Monitor |  |  | B10422 | 9.6V | 0.7Ah
SR-230 Syringe Pump |  |  | B10699 | 4.8V | 0.7Ah
MEDTRONIC INC
Act-Track 1000 |  |  | B00573 | 3.95V | 2.0Ah
Atakr |  |  | B11105 | 12.0V | 7.0Ah | Rebuild
Atakr |  |  | B11106 | 12.0V | 7.0Ah | Insert
Model 5375 |  |  | B01377 | 8.4V | 1.5Ah
Model PVL 7000 |  |  | B00924 | 12.0V | 7.5Ah
Model 7730 |  |  | B10117 | 4.8V | 0.18Ah
Model 7734 |  |  | B10844 | 3.6V | 0.11Ah | Rebuild
TENS UNIT-89002005 |  |  | B00116 | 7.2V | 0.15Ah
200 Bio-Pak |  |  | B00924 | 12.0V | 7.5Ah | 2/Unit
540 Blood Pump |  |  | B00924 | 12.0V | 7.5Ah | 2/Unit
MENNEN MEDICAL INC
Cardio Pak 100 Monitor/Defibrillator |  |  | B10713 | 12.0V | 2.5Ah | Rebuild
Cardio Pak 2000 Defibrillator |  |  | B10835 | 12.0V | 2.5Ah
Horizon 2000,2200-Memory |  |  | B00566 | 3.9V | 1.0Ah
VARS Monitor Memory |  |  | B00566 | 3.9V | 1.0Ah
700, 740, 741, 742 Monitor |  |  | B00924 | 12.0V | 7.5Ah
743, 744 Neonatal Monitor |  |  | B10975 | 12.0V | 3.0Ah
906, 906A Monitor/Defibrillator |  |  | B10013 | 12.0V | 4.4Ah
931 Portascope |  |  | B00906 | 6.0V | 7.0Ah
936, 936S, 965 Monitor/Defibrillator |  |  | B00924 | 12.0V | 7.5Ah
1380 Monitor |  |  | B10822 | 12.0V | 4.2Ah
MENTOR CORP
Activator Muscle Stimulator |  |  | B01609 | 1.2V | 0.7Ah | 4/Unit
Tono-Pen XL Tonometer |  |  | B01657 | 3.0V | 0.16Ah
100 Tens Unit |  |  | B01609 | 1.2V | 0.7Ah | 3/Unit
150 Tens Unit |  |  | B01604 | 1.2V | 0.15Ah | 4/Unit
402 Tens unit |  |  | B01600-4 | 1.5V | Alk-D
22-4500, 22-4515 |  |  | B10786 | 4.8V | 0.75Ah
22-7750 Monitor P/N 22-7730, 22-7794 |  |  | B11201 | 6.0V/6.0V | 0.7Ah/0.7Ah
MICROAIRE SURGICAL INSTRUMENTS
66408 Smart Driver |  |  | B11255 | 14.4V | 1.65Ah | Rebuild
MICRO COR INC
101 Single Channel ECG Monitor |  |  | B01609 | 1.2V | 0.7Ah | 6/Unit
MICRO MEDICAL LTD
Micro CO Meter |  |  | B01713 | 3.6V | 0.85Ah
Microlab 3000 Spirometer P/N MLA100 |  |  | B11298 | 4.8V | 0.7Ah
Microlab 3300 Spirometer P/N MLA-2000 |  |  | B11222 | 7.2V | 0.6Ah
Microlab 3300 Spirometer P/N MLA-4303 |  |  | B11385 | 7.2V | 0.6Ah
Microlab 3500 Spirometer P/N MK4 |  |  | B11312 | 7.2V | 0.6Ah
2716 Portable Spirometer |  |  | B11191 | 7.2V | 0.25Ah
MIDMARK CORP
7100 OR Table |  |  | B02139 | 12.0V | 10.0Ah | 4/Unit
MILES INC
Gevaert 8400 ID Camera |  |  | B10808 | 8.4V | 0.27Ah
VIP 2000 Tissue Sampler |  |  | B10758 | 3.0V | 0.65Ah
1000, 3000 Tissue Processor |  |  | B10762 | 3.0V | 0.65Ah
1010 Video Imager-Memory |  |  | B10790 | 3.6V | 0.6Ah
MIRA INC
Diathermy TR2000, TR3000, TR4000 |  |  | B10256 | 24.0V | 1.6Ah | Rebuild
MOBILIZER MEDICAL PRODUCTS
5 Patient Monitor |  |  | B00256 | 12.0V | 12.0Ah
5 Patient Transport |  |  | B00929 | 12.0V | 26.0Ah | 2/Unit
MORTARA INSTRUMENTS
ELI 100, 200 ECG Recorder |  |  | B00937 | 6.0V | 1.0Ah | 3/Unit
MOUNTAIN MEDICAL
Microstat 10697, 12518 |  |  | B10664 | 9.6V | 1.6Ah | Rebuild
M R L
Ampac 500AT Defibrillator |  |  | B10227 | 24.0V | 1.6Ah | Rebuild
Ampac 500AT Monitor |  |  | B00919 | 12.0V | 2.6Ah
Ampac 500AT Oscilloscope |  |  | B10894 | 12.0V | 1.6Ah
Jumpstart AED P/N 001852 |  |  | B11387 | 12.0V | 3.0Ah
Pace 90-P/N 900163 |  |  | B10831 | 12.0V | 1.0Ah
Porta Pak 80, 90, D1001 Defibrillator
| Lead Acid D Pack |  | B10116 | 12.0V | 2.5Ah
| NiCad Sub C Pack |  | B10641 | 12.0V | 1.6Ah | Insert
| NiCad 1/2 D Pack |  | B10645 | 12.0V | 2.2Ah
Porta Pak 90 Defib P/N 900154 |  |  | B11295 | 12.0V | 1.6Ah
Porta Pak 80, 90 M1000 Monitor
| Lead Acid D Pack |  | B10089 | 12.0V | 2.5Ah
| NiCad Sub C Pack |  | B10641 | 12.0V | 1.6Ah | Insert
| NiCad 1/2 D Pack |  | B10645 | 12.0V | 2.2Ah
Porta Pak Recorder |  |  | B01047 | 12.0V | 5.0Ah
Smart Pak 360SLX |  |  | B10641 | 12.0V | 1.6Ah | Insert
SuperPac |  |  | B11254 | 12.0V | 4.0Ah | Rebuild
200, 300 Neuro Probe System |  |  | B00919 | 12.0V | 2.6Ah
450SL Monitor/Defibrillator |  |  | B01001 | 2.0V | 2.5Ah | 6/Unit
450SL-Ram Memory |  |  | B11132 | 3.0V | 0.95Ah
500, 500PBS Porta Pak Monitor/Defibrillator |  |  | B00919 | 12.0V | 2.6Ah
501, 501PBS Porta Pak Monitor/Defibrillator |  |  | B00919 | 12.0V | 2.6Ah
520, 521, 524 Defibrillator |  |  | B10227 | 24.0V | 1.6Ah | 2/Unit-Rebuild
520, 521, 524 Monitor |  |  | B00937 | 6.0V | 1.0Ah | 4/Unit
521A Porta-Care Monitor |  |  | B01001 | 2.0V | 2.5Ah | 6/Unit
550ST Defibrillator |  |  | B00919 | 12.0V | 2.6Ah | 5/Unit
550ST Monitor |  |  | B00906 | 6.0V | 7.0Ah | 2/Unit
550ST Recorder |  |  | B01047 | 12.0V | 5.0Ah
NATIONAL HOSPITAL SPECIALTIES
CM735 Genius Blood Mixer |  |  | B11075 | 12.0V | 2.5Ah
Genesis Blood Collection Mixer P/N 1020123 |  |  | B11348 | 12.0V | 2.4Ah | Rebuild
NATUS MEDICAL INC
ALGO Portable Hearing Screener |  |  | B11317 | 12.0V | 3.8Ah
ALGO-1 Plus Hearing Screener |  |  | B10409 | 12.0V | 0.7Ah-1.6Ah | Insert
NELLCOR PURITAN BENNETT INC
AMI Monitor |  |  | B11147 | 4.8V | 1.5Ah | Rebuild
AMI-MX Apnea Monitor |  |  | B11203 | 6.0V | 2.5Ah
N-10 Printer |  |  | B00878 | 3.0V | 1.2Ah
N-10 Pulse Oximeter |  |  | B10291 | 6.0V | 0.7Ah | Insert
N-20 Memory |  |  | B01803 | 3.0V | 0.04Ah
N-30 Pulse Oximeter |  |  | B00565 | 9.0V | Lith
N-100 Pulse Oximeter |  |  | B10184 | 12.0V | 2.5Ah
N-180, N-185 Pulse Oximeter |  |  | B00932 | 12.0V | 2.3Ah
N-200 Pulse Oximeter Block Battery |  |  | B00938 | 6.0V | 2.8Ah
N-200 Pulse Oximeter Hawker Pack |  |  | B10278 | 6.0V | 2.5Ah
N-1000 Multi Function Monitor |  |  | B10519 | 6.0V | 2.8Ah-4.5Ah
N-3000 Memory |  |  | B01811 | 3.0V | 0.19Ah
N-3000 Memory Plus |  |  | B01803 | 3.0V | 0.042Ah
N-3000 Monitor |  |  | B00316 | 12.0V | 2.0Ah
N-6000 Monitor |  |  | B11148 | 12.0V | 3.4Ah
N-7200 Ventilator |  |  | B11113 | 4.0V | 5.0Ah
NPB 75 ETCO2 Monitor |  |  | B11207 | 7.2V | 2.7Ah | Rebuild
NPB 190, 195, 290, 295, 395, 595 |  |  | B00904 | 6.0V | 4.5Ah
NPB 3900, 3910 Monitor |  |  | B00904 | 6.0V | 4.5Ah
NPB 3930S |  |  | B00804 | 6.0V | 3.4Ah
NPB 4000 Monitor |  |  | B01056 | 6.0V | 8.0Ah
224, 224A Monitor |  |  | B10349 | 12.0V | 4.4Ah | Insert
240 Monitor |  |  | B00902 | 6.0V | 1.2Ah
2800 Portable Volume Ventilator |  |  | B10568 | 12.0V | 5.0Ah
NEOMED CO IN
Surgical Monitor |  |  | B10128 | 12.0V | 2.5Ah
32-5322 |  |  | B10653 | 27.0V | Alk | Rebuild
NEURO TECHNOLOGY INC
4 Stimulator Remote |  |  | B10721 | 7.2V | 0.7Ah
16 Stimulator Control |  |  | B10717 | 7.2V | 4.4Ah
NEWPORT MEDICAL
E100 Ventilator |  |  | B10690 | 18.0V | 1.2Ah
E150 Ventilator |  |  | B00885 | 12.0V | 3.4Ah
NICOLET BIOMEDICAL
Ambulatory EEG Recorder |  |  | B01551 | 7.2V | 2.9Ah
NIDEK INC
KM500 Auto Keratometer P/N KM-500BPI |  |  | B11304 | 6.0V | 1.1Ah
NIHON KOHDEN
BSM 4300 ECG Monitor P/N NKB-101 |  |  | B10794 | 12.0V | 1.8Ah | Rebuild
OLV 1100 Pulse Oximeter |  |  | B10642 | 12.0V | 1.0Ah
OLV 1100A Pulse Oximeter |  |  | B10846 | 12.0V | 1.1Ah
TEC-7531A Defibrillator |  |  | B11370 | 12.0V | 2.9Ah
TEC-8251 Defibrillator |  |  | B10794 | 12.0V | 1.8Ah | Rebuild
WEP 750A Telemetry |  |  | B01212 | 6.0V | Alk
4418A EEG-Memory |  |  | B10870 | 3.0V | 1.8Ah
5101, 5105, 5151 Cardiofax ECG |  |  | B00919 | 12.0V | 2.6Ah
5200A Cardio Life Tec Monitor/Defibrillator |  |  | B10327 | 12.0V | 1.6Ah-2.5Ah | Insert
6102A, 6105A Life Scope 6 |  |  | B00932-1 | 12.0V | 2.0Ah
6201A Cardiac Output |  |  | B00932-1 | 12.0V | 2.0Ah
6543, 6543A, 6543L Cardiofax ECG Recorder |  |  | B00932-1 | 12.0V | 2.0Ah
6551, 6551A Cardiofax ECG |  |  | B00932-1 | 12.0V | 2.0Ah
6851K |  |  | B11062 | 12.0V | 0.7Ah
7100A, 7200A, 7300A Cardio Life Tec Defibrillator |  |  | B00932-1 | 12.0V | 2.0Ah
8110A ECG Machine |  |  | B00932-1 | 12.0V | 2.0Ah
8110A, 8240, 8340 ECG-Memory |  |  | B01653-1 | 3.0V | 1.4Ah
8830A |  |  | B00932 | 12.0V | 2.3Ah
NONIN MEDICAL INC
Palm Sat 2500 Pulse Oximeter - Alkaline |  |  | B01600-1 | 1.5V | Alk | 4/Unit
Palm Sat 2500 Pulse Oximeter - NIMH P/N 3088-000 Rev B |  |  | B11320 | 4.8V | 1.65Ah
Pulse Oximeter-1040A, 8600, 8604A, 8604D, 8700, 8800 |  |  | B10001 | 6.0V | 1.5Ah
2120 Avant NIBP Monitor P/N 4032-001 |  |  | B11378 | 7.2V | 3.8Ah
8604P Printer |  |  | B00902 | 6.0V | 1.2Ah
NORELCO
800RX, 850DX, 950DX |  |  | B10391 | 2.4V | 0.6Ah
935RX |  |  | B10287 | 2.4V | 0.7Ah
950 |  |  | B10700 | 2.4V | 0.6Ah
NOVAMETRIX MEDICAL SYSTEMS
Cosmos ET CO2 Monitor |  |  | B00919 | 12.0V | 2.6Ah
Oxy Plus |  |  | B00919 | 12.0V | 2.6Ah
PTO2 PTCO2 Monitor |  |  | B00919 | 12.0V | 2.6Ah
Tidal Wave Monitor |  |  | B11144 | 7.2V | 3.5Ah
500, 500A Pulse Oximeter |  |  | B10288 | 4.8V | 4.4Ah | SOCWH
500B Pulse Oximeter |  |  | B10851 | 6.0V | 3.0Ah
505, 515, 515A, 520A Pulse Oximeter |  |  | B00919 | 12.0V | 2.6Ah
505, 515, 515A, 520A Memory Back-Up |  |  | B00895 | 3.0V | 0.19Ah
610 CO2 Monitor |  |  | B11195 | 7.2V | 3.8Ah
807, 811 Trans Oxygen Monitor |  |  | B00902 | 6.0V | 1.2Ah
809, 809A, 810, 810A Monitor |  |  | B00922-2 | 12.0V | 5.0Ah
840 Transcut O2/CO2 Monitor |  |  | B00317 | 12.0V | 2.3Ah
903 ECG and Apnea Monitor |  |  | B00922-2 | 12.0V | 5.0Ah
1200, 1260 CO2 Monitor |  |  | B00922-2 | 12.0V | 5.0Ah
1265 Monitor |  |  | B00317 | 12.0V | 2.3Ah
2001 Pulse Oximeter |  |  | B00317 | 12.0V | 2.3Ah
5001 Pulse Oximeter |  |  | B10113 | 4.8V | 4.4Ah
7000 CO2 Monitor |  |  | B00922-2 | 12.0V | 5.0Ah
7100 CO2 Monitor |  |  | B00919 | 12.0V | 2.6Ah
O' BRIEN / KMI
KM60, KM70, KM80 Pump |  |  | B00918-1 | 12.0V | 1.5Ah
OEC-DIASONICS INC
Power Unit Model 85 |  |  | B00924 | 12.0V | 7.5Ah | 2/Unit
Uroview 2000 |  |  | B10791 | 384.0V | 12.0Ah
Uroview 2500 |  |  | B10891 | 420.0V | 12.0Ah
Uroview 2600 |  |  | B11294 | 420.0V | 12.0Ah
9000, 9400 C-Arm |  |  | B10767 | 180.0V | 5.0Ah
9600, 9800 C-Arm |  |  | B11127 | 192.0V | 2.5Ah
9600, 9800 C-Arm Processor Board |  |  | B00893-4 | 3.0V | 0.25Ah
9600, 9800 C-Arm-Memory |  |  | B00570 | 4.5V | Alk
OHMEDA
Air Vac Transport |  |  | B00930 | 12.0V | 26.0Ah
Anesthesia |  |  | B00935 | 4.0V | 4.5Ah | 2/ unit
BIOX IVA Pulse Oximeter |  |  | B01049 | 8.0V | 2.5Ah
BIOX 3740 Pulse Oximeter |  |  | B00919 | 12.0V | 2.6Ah
Care Plus Incubator |  |  | B00116 | 7.2V | 0.15Ah
ECG Monitor 3093201-300 to 30932505-300 |  |  | B10698 | 12.0V | 2.5Ah
Giraffe Incubator 6651-0007-901 |  |  | B00108 | 8.4V | 0.15Ah
I-NO Vent |  |  | B00919 | 12.0V | 2.6Ah
Modulus 2 Alarm |  |  | B00116 | 7.2V | 0.15Ah
Modulus 2 Plus |  |  | B00914 | 6.0V | 10.0Ah | 2/Unit
Modulus Central Display - CPU Board |  |  | B01738 | 3.6V | 1.9Ah
Modulus Central Display-Memory |  |  | B11115 | 3.9V | 1.0Ah
Modulus Central Display P/N 1202-3834-000 |  |  | B11211 | 48.0V | 7.5Ah
Series 37 Printer |  |  | B00902 | 6.0V | 1.2Ah
SP 1445 Continuous Cardiac Output Computer-Battery SP 1202 |  |  | B11010 | 7.2V | 4.4Ah
Transport Isolette |  |  | B00251 | 6.0V | 36.0Ah | 2/Unit
41 Degree Isolation Incubator |  |  | B00108 | 8.4V | 0.12Ah
66, 6600 Care Plus Incubator |  |  | B00116 | 7.2V | 0.15Ah
116, 126 Pulse Oximeter |  |  | B01049 | 8.0V | 2.5Ah
201, 401 Oxymonitor |  |  | B01203 | 4.5V | Alk
1000 Auxiliary Power Supply |  |  | B00934 | 12.0V | 33.0Ah | 2/Unit
1400, 1401 ECG Monitor |  |  | B10698 | 12.0V | 2.5Ah
2350 Finapres Pulse Oximeter |  |  | B10900 | 8.0V | 4.5Ah
3000 Aestiva Pulse Oximeter |  |  | B11124 | 12.0V | 2.9Ah
3000, 3300, 3500 Infant Warmer |  |  | B00116 | 7.2V | 0.12Ah
3700 Series Printer |  |  | B00902 | 6.0V | 1.2Ah
3700, 3710 Oximeter |  |  | B01049 | 8.0V | 2.5Ah
3740, 3760 Oximeter |  |  | B00919 | 12.0V | 2.6Ah
3770, 3775 Pulse Oximeter |  |  | B10838 | 9.6V | 1.4Ah | Insert
3800, 3900 Pulse Oximeter |  |  | B11122 | 8.0V | 2.8Ah
4300 Infant Warmer |  |  | B00108 | 8.4V | 0.12Ah
4700 Oxycap |  |  | B10917 | 12.0V | 2.5Ah
5000 Infant Warmer |  |  | B00116 | 7.2V | 0.15Ah
5120 MRI |  |  | B00568 | 3.9V | 7.0Ah
5250 RGM Monitor |  |  | B01813 | 3.0V | 0.54Ah
5400, 5410, 5420, 6800 Volume Monitor |  |  | B10340 | 4.8V | 1.6Ah
5500 Airway Monitor |  |  | B10595 | 7.2V | 0.27Ah
5800 Thermometer |  |  | B10340 | 4.8V | 1.6Ah
7000 Ventilator |  |  | B00116 | 7.2V | 0.15Ah
7800 Ventilator |  |  | B10788 | 4.8V | 1.6Ah
7900 Ventilator |  |  | B11102 | 12.0V | 2.6Ah
9000 Syringe Pump |  |  | B00902 | 6.0V | 1.2Ah
OLYMPIC MEDICAL CORP
Olympic Smart Scale |  |  | B00854 | 1.2V | 2.2Ah | 6/Unit
Smart Scale P/N 400850-01 |  |  | B11040 | 7.2V | 1.6Ah
Smart Scale 30 P/N 400679-01 |  |  | B11228 | 10.8V | 1.3Ah
Translite 57194-[Male Pin Positive] |  |  | B10834 | 6.0V | 1.5Ah
Translite 57194-[Male Pin Negative] |  |  | B11265 | 6.0V | 1.5Ah
OLYMPUS AMERICA INC
CLE F10 Light Source |  |  | B10756 | 3.0V | Lith
CLV10 Light Source |  |  | B10672 | 3.0V | Lith
CLV-U20, CLV-U40 Light Source P/N GU142400 |  |  | B11263 | 3.6V | 2.4Ah
CVI Light Source |  |  | B10672 | 3.0V | Lith
CV100 P/N DP034100 |  |  | B11364 | 3.6V | 0.85Ah
CV100 P/N DP034200 |  |  | B10672 | 3.0V | Lith
CV100 P/N GU142400 |  |  | B11263 | 3.6V | 2.4Ah
CV200 P/N GU124400 |  |  | B11264 | 3.6V | 2.4Ah
OMNI-GRAPH
6000 EKG |  |  | B10964 | 12.0V | 2.7Ah
OMNIMED INC
741314 Power Lifter |  |  | B00924 | 12.0V | 7.5Ah
OMRON HEALTHCARE INC
HEM-907 Blood Pressure Unit P/N 48H907N |  |  | B11333 | 4.8V | 1.6Ah
NE-C24 Compressor Nebulizer P/N C3004 |  |  | B11238 | 12.0V | 2.7Ah
OPHIR OPTRONICS INC
Laser Power Measuring Device |  |  | B10933 | 6.0V | 2.2Ah
OPTICAL MICRO SYSTEM INC
010101-1G Power Module |  |  | B10912 | 7.2V | 2.0Ah
070101 Bipolar Diathermy (Cauterizer) |  |  | B10579 | 12.0V | 2.5Ah | SOCWH
ORANGE MEDICAL INSTRUMENTS
Beta I Insulin Pump |  |  | B00108 | 8.4V | 0.12Ah
ORGANON TEKNIKA CORP
BACT ALERT Incubator |  |  | B00914 | 6.0V | 10.0Ah | 2/Unit
ORION RESEARCH INC
Electrolyte Analyzer |  |  | B00904 | 6.0V | 4.5Ah | 2/Unit
ION Analyzer-407A pH Meter |  |  | B10763 | 3.6V | 0.28Ah
Sodium Potassium Analyzer 1020 |  |  | B00904 | 6.0V | 4.5Ah | 2/Unit
Sweat Chloride Analyzer |  |  | B01203 | 4.5V | Alk
ORTHO-CLINICAL DIAGNOSTICS
ID-MTS/MT 2092-05 P/N NT40ARK3TML |  |  | B11341 | 3.6V | 0.4Ah
ORTHOPEDIC SYSTEMS INC
5892 Surgical Table-Top |  |  | B00922-2 | 12.0V | 5.0Ah | 2/Unit
5892 Surgical Table-Bottom |  |  | B01053 | 4.0V | 5.0Ah
OXFORD MEDICAL
Holter Monitor, Recorder |  |  | B01209 | 6.0V | Alk
MR-95 Ambulatory EEG Monitor |  |  | B00172 | 1.2V | 0.13Ah | 6/Unit
9000 Recorder |  |  | B01719 | 3.6V | 0.85Ah
9000 Clock |  |  | B01346 | 1.5V | Alk
PACE TECH INC
MiniPack 911, 911ST Monitor |  |  | B00813 | 6.0V | 7.2Ah
Oximax 100, 700 Pulse Oximeter |  |  | B00914 | 6.0V | 10.0Ah
Vitalmax 500, 800, 2000, 2100, 3000 Pulse Oximeter |  |  | B00914 | 6.0V | 10.0Ah
Vitalmax 530 Pulse Oximeter |  |  | B00804 | 6.0V | 3.4Ah
Vitalmax 2200 ECG Monitor |  |  | B00804 | 6.0V | 3.4Ah
Vitalmax Systems II, IV |  |  | B00914 | 6.0V | 10.0Ah
Vitalsign 600, 603, 604 |  |  | B00914 | 6.0V | 10.0Ah
PACETRONICS
N.I. Pacer I |  |  | B00919 | 12.0V | 2.6Ah
N.I. Pacer II, ESO Pace |  |  | B00914 | 6.0V | 10.0Ah
PALCO LABORATORIES
305, 340 Pulse Oximeter |  |  | B10792 | 7.2V | 1.0Ah
400, 500 Portable Pulse Oximeter |  |  | B10837 | 12.0V | 0.7Ah | Insert
PANCRETEC INC
U-100 Insulin Infusion Pump |  |  | B01605 | 1.2V | 0.2Ah | 2/Unit
100641 Provider One |  |  | B10577 | 12.0V | 2.5Ah
100643 Provider One |  |  | B10603 | 12.0V | 0.8Ah
PARAMOUNT FITNESS CORP
CPM Exercise Bike |  |  | B11005 | 8.0V | 2.1Ah
PARKS ELECTRONICS LABS
311A Medical Printer |  |  | B00922-2 | 12..0V | 5.0Ah
611 Doppler |  |  | B00918-1 | 12.0V | 1.5Ah
614, 615, 801B, 811, 812 Doppler |  |  | B10186 | 12.0V | 0.28Ah
806CA Doppler |  |  | B00926 | 12.0V | 12.0Ah
809, 811S Doppler |  |  | B00315 | 12.0V | 1.2Ah
811AL, 811B, 811BTS, 811L Doppler |  |  | B00315 | 12.0V | 1.2Ah
821, 822 Doppler |  |  | B10186 | 12.0V | 0.28Ah
909 Dual Doppler |  |  | B00315 | 12.0V | 1.2Ah
911L, 911S, 915L Doppler |  |  | B00918-1 | 12.0V | 1.5Ah
915 Doppler |  |  | B10186 | 12.0V | 0.28Ah
915AL, 915BL, 917, 922 Doppler |  |  | B00315 | 12.0V | 1.2Ah
925L Doppler |  |  | B00315 | 12.0V | 1.2Ah
1010A, 1050A Doppler |  |  | B00885 | 12.0V | 3.4Ah
1026 Doppler |  |  | B00804 | 6.0V | 3.4Ah
1030 Doppler |  |  | B00885 | 12.0V | 3.4Ah
1050, 1051, 1052, 1059 Mini Lab |  |  | B00885 | 12.0V | 3.4Ah
1050, 1051, 1052, 1059 Mini Lab-Upgrade |  |  | B00922-2 | 12.0V | 5.0Ah
1102, 1103, 1105 Compressor |  |  | B00924 | 12.0V | 7.5Ah
3000 Mini Lab IV |  |  | B00924 | 12.0V | 7.5Ah
PERRY BAROMEDICAL CORP
Sigma+, Sigma 32, Sigma 34, Sigma DuoPlace Power Entry Module P/N P093-F025-ND |  |  | B11297 | 12.0V | 1.2Ah
PERRY METER SYSTEMS
PP 200-B Perinometer |  |  | B10918 | 9.6V | 0.7Ah
PHARMACIA DELTEC INC
CADD TPN 5700 Infusion Pump P/N 21-2357 |  |  | B10729 | 12.0V | 1.2Ah | NiCd
CADD TPN 5700 Infusion Pump P/N 21-3802 |  |  | B10966 | 12.0V | 1.8Ah | NiMH
SIMS 3000 Pump |  |  | B00811 | 12.0V | 1.3Ah
PHILIPS MEDICAL SYSTEMS
BV300 Mammography System |  |  | B01076 | 12.0V | 2.5Ah | 26/Unit
BV300 Processor Board |  |  | B01731 | 3.6V | 1.5Ah
PMX
- Complete Kit |  |  | B03038-10 | 120.0V | 17.0Ah
- Battery Only |  |  | B00830 | 12.0V | 17.0Ah | 10/Unit
PMX 2000 |  |  | B00249 | 12.0V | 34.0Ah | 10/Unit
PHILIPS MEDICAL SYSTEMS CARDIAC & MONITORING
Heartstream Forerunner AED P/N BT1 | [5 empty] | OEM ONLY
M1000E Arrhythmia Monitor |  |  | B01002 | 2.0V | 5.0Ah
M1125A Strip Chart Recorder |  |  | B01642-1 | 3.6V | 0.05Ah
M1176A Merlin Monitor-S/Ram |  |  | B10545 | 2.4V | 0.7Ah
M1204A-Viridia 24CT |  |  | B00932 | 12.0V | 2.3Ah | 2/Unit
M1205A Transport Monitor P/N 40488A |  |  | B00932 | 12.0V | 2.3Ah | 2/Unit
M1275A Transport Monitor P/N 40488A |  |  | B00932 | 12.0V | 2.3Ah
M1280A Portable Monitor |  |  | B00932-1 | 12.0V | 2.0Ah
M1350A Fetal Monitor |  |  | B01371 | 1.5V | Alk-N | 2/Unit
M1400 Defibrillator |  |  | B10205 | 12.0V | 2.5Ah
M1504A, M1504B, M1505A ECG |  |  | B00804 | 6.0V | 3.4Ah
M1700A, M1702A, M1721A Pagewriter |  |  | B10787 | 18.0V | 7.2Ah
M1722A/B, M1723A/B, M1724XE Codemaster-Battery M1758A |  |  | B10782 | 12.0V | 5.0Ah
M1722A/B Memory |  |  | B10747 | 3.0V | 1.7Ah
M1770, M1771A, M1772A Series Pagewriter-Battery M2460 |  |  | B11013 | 6.0V | 7.0Ah
M2045A Mida Acquisition Module |  |  | B11174 | 6.0V | 1.3Ah
M2424A Ultrasound |  |  | B00576 | 3.6V | 1.9Ah
M2476B Codemaster 100 |  |  | B11009 | 12.0V | 2.5Ah | Insert
M2477B Codemaster 100 |  |  | B11046 | 12.0V | 4.4Ah | Insert
M2601A Viridia Telemetry |  |  | B00565 | 9.0V | Lith
M2636A TeleMon P/N M2636-60500 |  |  | B11183 | 10.8V | 3.5Ah
M3046A, M3, M4 Monitor |  |  | B11180 | 12.0V | 3.5Ah
M3500B Heartstream XLT Transport Defib P/N M3516A |  |  | B11249 | 12.0V | 2.3Ah
M3840A, M3841A Heartstart FR2 P/N M3863A | [5 empty] | OEM ONLY
M3860A, M3861A Heartstart FR2 P/N M3863A | [5 empty] | OEM ONLY
M3921A, M3923A, M3924A Monitor |  |  | B00904 | 6.0V | 4.5Ah
M3928A A3 Monitor |  |  | B01056 | 6.0V | 8.0Ah
M4700A Memory Backup |  |  | B00111 | 3.6V | 0.1Ah
M4735A Heartstream XL Defibrillator |  |  | B11249 | 12.0V | 2.3Ah
M4745A, M4750A, M4755A, M4760A, M4765A Cardiograph-Memory |  |  | B10298 | 3.6V | 0.7Ah
M8026B Fetal Monitor |  |  | B10105 | 6.0V | 0.28Ah
M8001A, M8002A Intellivue MP20/MP30 - NiMH |  |  | B11183 | 10.8V | 3.5Ah
M8001A, M8002A Intellivue MP20/MP30 P/N M4605A - LiIon | [5 empty] | OEM ONLY
M8003A, M8004A Intellivue MP40/MP50 P/N M4605A | [5 empty] | OEM ONLY
M8040A Fetal Monitor |  |  | B01203 | 4.5V | Alk
M12991B Double Power Fail Beacon |  |  | B10354 | 14.0V | 5.0Ah
M40488A NIBP Monitor |  |  | B00932 | 12.0V | 2.3Ah
M43012A Monitor/Defibrillator |  |  | B10205 | 12.0V | 2.5Ah
M43100A, M43110A, M43130 Monitor/Defibrillator |  |  | B10205 | 12.0V | 2.5Ah
M43110MC Monitor |  |  | B11235 | 12.0V | 2.9Ah
M43130M Defibrillator |  |  | B11235 | 12.0V | 2.9Ah
M43200A Monitor/Defibrillator |  |  | B10205 | 12.0V | 2.5Ah
M43200M / MC / MD Monitor |  |  | B11235 | 12.0V | 2.9Ah
M43400A Patient Analyzer |  |  | B01600-1 | 1.5V | Alk-AA | 4/Unit
M43400B, M43400D Monitor |  |  | B01724 | 3.6V | 1.9Ah
M43400B, M43400D Clock |  |  | B01812 | 3.0V | 0.27Ah
M77020CV, M77025A, M77030A, M77035A, M77040A Sonus 1000 Ultrasound Scanner
| Power |  | B10697 | 3.6V | 2.5Ah
| Memory |  | B10610 | 3.6V | 0.11Ah
M78100A Transmitter (Rechargeable) |  |  | B00108 | 8.4V | 0.12Ah
M78171A Clock Battery |  |  | B01612 | 1.2V | 1.1Ah
M78333A Monitor |  |  | B00906 | 6.0V | 7.0Ah
M78350A, M78353A Neonatal Monitor |  |  | B10231 | 24.0V | 2.2Ah
M78353A, M78354A Clock Battery |  |  | B10718 | 2.4V | 0.11Ah
M78353B Patient Monitor |  |  | B10231 | 24.0V | 2.2Ah
M78511A Signal Equipment |  |  | B10482 | 4.8V | 0.27Ah
M78517A Recorder |  |  | B00116 | 7.2V | 0.15Ah
M78534A Monitor |  |  | B10279 | 7.2V | 0.7Ah | Insert
M78554A Data Management Module |  |  | B10279 | 7.2V | 0.7Ah | Insert
M78560A Central Monitor |  |  | B10932 | 3.6V | 0.7Ah
M78560A Monitor-Back-up Board |  |  | B10279 | 7.2V | 0.7Ah | Insert
M78571A Recorder |  |  | B00116 | 7.2V | 0.15Ah
M78572A Recorder |  |  | B00108 | 8.4V | 0.12Ah
M78574A Recorder |  |  | B10438 | 3.6V | 0.7Ah | Insert
M78576A Clock Battery |  |  | B00566 | 3.9V | 1.0Ah
M78619A, M78620A Monitor/Defibrillator |  |  | B10241 | 12.0V | 4.4Ah
M78640A Strip Chart Recorder |  |  | B00804 | 6.0V | 3.4Ah
M78660A, M78670A, M78671A, M78672A Monitor/Defibrillator |  |  | B10503 | 12.0V | 2.2Ah
M78660A, M78670A, M78671A, M78672A Monitor/Defibrillator |  |  | B10143 | 12.0V | 2.2Ah | Insert
M78670A Clock Battery |  |  | B10747 | 3.0V | Lith
M78720A Arrhythmia Computer |  |  | B10456 | 9.6V | 4.4Ah
M78832A Memory |  |  | B10936 | 2.4V | 0.11Ah
M80225A Clock Battery |  |  | B01642-1 | 3.6V | 0.05Ah
M82162A Thermal Printer |  |  | B10408 | 4.8V | 1.6Ah | Rebuild
Probeye |  |  | B11031 | 9.6V | 2.5Ah
PHYSIO-CONTROL
CMS 8000-Memory |  |  | B11215 | 3.6V | 0.15Ah
CR Plus Defibrillator | [5 empty] | OEM Only
First Medic 510, 610 Defibrillator |  |  | B00932-1 | 12.0V | 2.0Ah
First Medic 710 Defibrillator |  |  | B00933 | 12.0V | 2.0Ah
LifePak 1-4 Monitor/Defibrillator |  |  | B10013 | 12.0V | 4.4Ah
LifePak 5 Standard Charge |  |  | B10027 | 12.0V | 1.6Ah
LifePak 5 Standard Charge |  |  | B10026 | 12.0V | 1.6Ah | Insert
LifePak 5 Fast Charge |  |  | B10473 | 12.0V | 1.3Ah
LifePak 5 Fast Charge |  |  | B10474 | 12.0V | 1.3Ah | Insert
LifePak 6, 6S, 7 Monitor |  |  | B10029 | 14.4V | 2.5Ah
LifePak 6, 6S, 7 Defibrillator |  |  | B10028 | 12.0V | 1.3Ah
LifePak 6, 6S, 7 Clock |  |  | B01703 | 3.6V | 1.9Ah
LifePak 8 Monitor |  |  | B10201 | 19.2V | 2.2Ah
LifePak 8 Defibrillator - Sub C Pack |  |  | B11139 | 12.0V | 1.5Ah
LifePak 8 Defibrillator - C Pack |  |  | B10238 | 12.0V | 2.5Ah
LifePak 8 Clock |  |  | B01703 | 3.6V | 1.9Ah
LifePak 9, 9P Monitor/Defibrillator |  |  | B10430 | 16.0V | 2.8Ah
LifePak 9P Upgrade P/N 803704-03 |  |  | B11053 | 16.0V | 2.5Ah
LifePak 10 Monitor/Defibrillator |  |  | B10473 | 12.0V | 1.3Ah | 3/Unit
LifePak 11 Monitor/Defibrillator |  |  | B10473 | 12.0V | 1.3Ah
LifePak 12 without fuel gauge |  |  | B11329 | 12.0V | 2.4Ah
LifePak 12, FPII without fuel gauge |  |  | B11170 | 12.0V | 1.9Ah
LifePak 12 OEM P/N 3009375-04 |  |  |  | 12.0V | 1.2Ah | OEM Only
LifePak 12 OEM P/N 3009376-002 |  |  |  | 12.0V | 1.7Ah | OEM Only
LifePak 12 OEM P/N 3009378-03 |  |  |  | 12.0V | 2.5Ah | OEM Only
LifePak 20 P/N 3200497-000 |  |  | B11293 | 12.0V | 3.0Ah
LifePak 33 Monitor/Defibrillator |  |  | B10013 | 12.0V | 4.4Ah
LifePak 200 |  |  | B10187 | 8.0V | 2.5Ah | 2/Unit
LifePak 250 |  |  | B10473 | 12.0V | 1.3Ah
LifePak 300 |  |  | B00804 | 6.0V | 3.4Ah | 2/Unit
LifePak 300 |  |  | B10727 | 12.0V | 3.4Ah | Rebuild
LifePak 500 P/N 3005379-000 | [5 empty] | OEM only
LifePak 500 P/N 3005380-000 | [5 empty] | OEM only
Life Stat 100 BP Monitor |  |  | B10187 | 8.0V | 2.5Ah
Life Stat 200 BP Monitor |  |  | B10130 | 8.0V | 2.5Ah
Life Stat 200 BP Monitor |  |  | B00935 | 4.0V | 4.4Ah | 2/Unit
Life Stat 200 Memory |  |  | B10926 | 3.6V | 0.11Ah
Life Stat 1600 Pulse Oximeter |  |  | B10130 | 8.0V | 2.5Ah
Life Stat 1600 Printer |  |  | B00902 | 6.0V | 1.2Ah
Quick Pace |  |  | B10661 | 8.0V | 4.2Ah
Voice Recorder |  |  | B10027 | 12.0V | 1.6Ah
VSM-1 Monitor |  |  | B10147 | 18.0V | 2.5Ah
VSM-2 ECG Blood Pressure Monitor |  |  | B10029 | 14.4V | 2.5Ah
VSM-3 Cardiac Monitor |  |  | B00902 | 6.0V | 1.2Ah | 2/Unit
VSM PC Board |  |  | B10585 | 3.6V | 0.11Ah
PICKER INTERNATIONAL
Cardiac Gating Transmitter Model 99821 |  |  | B00568 | 3.9V | 7.0Ah
Collimatic IV Electronic Memory |  |  | B10751 | 2.4V | 0.06Ah
Explorer Portable X-Ray |  |  | B00930 | 12.0V | 26.0Ah
Meteor Portable X-Ray |  |  | B00249 | 12.0V | 33.0Ah | 10/Unit
Techmobile Portable X-Ray
| - Complete Kit |  | B03035-12 | 120.0V & 24.0V | 17.0Ah
| - Battery Only |  | B00830 | 12.0V | 17.0Ah | 12/Unit
PIONEER MEDICAL SYSTEMS
CA101 Telemetry |  |  | B10693 | 9.6V | 0.17Ah
CA105, 106, 107 Telemetry |  |  | B10640 | 14.4V | 4.4Ah | Rebuild
POLYSTAN NORTH AMERICA INC
PO2 Monitor |  |  | B10867 | 9.6V | 4.4Ah
P P G BIOMEDICAL SYSTEMS
EK31, EK32, EK33 EKG Monitor |  |  | B00804 | 6.0V | 3.4Ah | 2/Unit
ELD 33 Monitor/ Defibrillator |  |  | B10013 | 12.0V | 4.4Ah
ELD 320, 400 Monitor/Defibrillator |  |  | B10151 | 12.0V | 2.5Ah
ELD 420, 425 Portable Defibrillator |  |  | B10400 | 12.0V | 2.5Ah
FCP-1 Monitor/Defibrillator |  |  | B10400 | 12.0V | 2.5Ah
PM2-A EKG Monitor |  |  | B01064 | 12.0V | 5.0Ah
PM2-B EKG Monitor |  |  | B01049 | 8.0V | 2.5Ah
Remote Transmitter #0800-0027 |  |  | B01022 | 8.0V | 5.0Ah
Remote Transmitter #0800-0104 |  |  | B01023 | 8.0V | 5.0Ah
RM 102 Monitor |  |  | B10400 | 12.0V | 2.5Ah
Sara Amber Monitor |  |  | B00885 | 12.0V | 3.4Ah
Sara Cap-OR |  |  | B10361 | 1.2V | 0.7Ah | 6/Unit
Sara Cap-OR-Upgrade |  |  | B10898 | 7.2V | 0.7Ah
Sara 8714 Pulse Oximeter |  |  | B10602 | 4.8V | 1.6Ah
ST501, ST511, ST521, ST541 Stats Scope |  |  | B10151 | 12.0V | 2.5Ah
361 Oxymonitor |  |  | B00835 | 1.2V | 0.6Ah
505, 506 ECG Monitor/Defibrillator |  |  | B10400 | 12.0V | 2.5Ah
PRECISION MEDICAL INC
PM65 Suction Unit |  |  | B00919-2 | 12.0V | 2.9Ah
PRECISION RADIATION MEASURE
TM-1 Electrometer |  |  | B11014 | 9.6V | 0.7Ah
PROPPER MANUFACTURING CO
Accucharge/Accumat B-310 |  |  | B10604 | 3.6V | 0.225Ah | Rebuild
2.5 Magnalume |  |  | B10135 | 2.4V | 0.75Ah
3.5 Superlume |  |  | B11358 | 3.6V | 0.75Ah
PROTOCOL SYSTEMS INC
Propaq Monitor-Memory with pins |  |  | B11108 | 3.0V | 0.2Ah
Propaq Monitor-Memory without pins |  |  | B01809 | 3.0V | 0.19Ah
Propaq Monitor 101-106 Single Battery without PC Board |  |  | B10813 | 8.0V | 2.8Ah
Propaq Monitor 101-106 Single Battery with PC Board P/N 501-0007-01 |  |  | B11217 | 8.0V | 2.8Ah
Propaq Monitor 101-106 Double Battery with PC Board P/N 501-0006-00, 501-0008-00 |  |  | B10798 | 8.0V | 5.6Ah
Propaq Monitor 200 Series Double Battery with PC Board P/N 501-0008-00 Rev H |  |  | B11142 | 8.0V | 5.6Ah
P T I
Omnistim 500 Muscle Stimulator |  |  | B00841 | 1.2V | 4.4Ah
PUFFER HUBBARD
BB1416 Blood Bank |  |  | B10620 | 12.0V | 0.225Ah
PULMONETICS
LTV Ventilator 900, 950, 1000 |  |  | B11157 | 12.0V | 5.0Ah
PURITAN BENNETT CORP
Achieva Portable Ventilator P/N L-007762-000 |  |  | B11389 | 24.0V | 2.2Ah
PB100, PB110 Spirometer |  |  | B10667 | 3.6V | 0.7Ah
PB700 Renaissance II Spirometer P/N P-495219-00 |  |  | B11307 | 4.8V | 0.7Ah
PB740, PB742 Ventilator |  |  | B11204 | 24.0V | 7.5Ah | Insert
PB840 Ventilator P/N 4-070523 |  |  | B11218 | 24.0V | 7.0Ah
PB2801-P/N 20837 |  |  | B10930 | 12.0V | 4.5Ah
2800 Portable Volume Ventilator |  |  | B10568 | 12.0V | 5.0Ah
7200 Ventilator |  |  | B01002 | 2.0V | 5.0Ah | 2/Unit
QMED INC
7C200 Holter Monitor |  |  | B10963 | 4.8V | 1.6Ah | Rebuild
QUEST MEDICAL INC
MTP, MVP-1 Pump |  |  | B00804 | 6.0V | 3.4Ah
521 Infusion Pump |  |  | B00804 | 6.0V | 3.4Ah
521 Plus Infusion Pump |  |  | B00904 | 6.0V | 4.5Ah
1001, 2001 Infusion Pump |  |  | B00904 | 6.0V | 4.5Ah
QUINTON
Paragon 420 - Clock Battery |  |  | B00893 | 3.0V | Lith
Q4000, Q5000 - Clock Battery |  |  | B00471 | 3.5V | 0.8Ah
Q-Tel System Memory |  |  | B11250 | 3.6V | 0.08Ah
Quick Prep |  |  | B10273 | 4.8V | 0.8Ah
410 BP Monitor |  |  | B10895 | 3.6V | 0.7Ah
710S, 750B |  |  | B00804 | 6.0V | 3.4Ah | 4/Unit
RADIATION MEASUREMENTS INC
447 Beam Analyzer |  |  | B10624 | 6.0V | 2.5Ah
RADIOMETER AMERICA
OXY-1, 3, 13 Pulse Oximeter |  |  | B11085 | 12.0V | 1.2Ah
TCM2, TCM20 Monitor |  |  | B10300 | 6.0V | 2.5Ah | Rebuild
TCM3 CO2 Cutaneous Monitor |  |  | B10506 | 7.2V | 2.5Ah | Rebuild
TCM3 - External Battery |  |  | B00510 | 12.0V | 4.0Ah
RADIONICS INC
SCSI Neurosurgical Computer Model 1-1900 |  |  | B10958 | 4.8V | 1.6Ah
TCA-1 Thermocouple Adapter-18V |  |  | B10666 | 18.0V | 1.0Ah
TCA-1 Thermocouple Adapter-16V |  |  | OBSOLETE
RAE SYSTEMS
Gas Detector 500-0039 |  |  | B11171 | 4.8V | 1.7Ah
RAININ INSTRUMENT CO
ED P2 Pipette |  |  | B01705 | 3.6V | 5.2Ah
RAULAND-BORG CORP
BK2000 |  |  | B11050 | 14.4V | 1.6Ah
NCBBK Battery Back-up Module |  |  | B11126 | 14.4V | 1.5Ah
Responder 3 P/N 401907-105 |  |  | B10295 | 12.0V | 1.3Ah | Rebuild
Responder 4 |  |  | B11126 | 14.4V | 1.6Ah
Tracer Tag RTTH200 |  |  | B00470-3 | 3.5V | 0.75Ah
3000 Nurse Call |  |  | B00924 | 12.0V | 7.5Ah
RAYTHEON MEDICAL SYSTEMS
RMX-125 Portable X-Ray |  |  | B03034-9 |  |  | CFI
REMCO ITALIA
Cardioline E1, E3 ECG Recorder-Disposable |  |  | B01600-3 | 1.5V | Alk-C | 8/Unit
Cardioline E1, E3 ECG Recorder-Rechargeable |  |  | B01000 | 1.2V | 2.5Ah | 8/Unit
Cardioline Delta 60+ EKG Machine P/N 20VECS1400 |  |  | B11239 | 24.0V | 1.6Ah
RENAL SYSTEMS
RS8100 DigiDyne Pressure Monitor |  |  | B11326 | 9.6V | 0.7Ah
RESOUND
Digital Hearing System 10015-000 |  |  | B10874 | 3.6V | 1.7Ah
RESPIRONICS INC
Alice 4 Sleep Diagnostic System P/N 130-3915-00 Rev C |  |  | B11318 | 13.2V | 0.7Ah
BiPap Vision |  |  | B11015 | 3.6V | 0.11Ah
Model 915 Battery Pack P/N 130-0017-00-T |  |  | B11198 | 6.0V | 2.5Ah
900S, 900SL, 950S, 970S, 970SE Home Smart Monitor |  |  | B11198 | 6.0V | 2.5Ah
900S-10, 970SE-10 Smart Monitor |  |  | B11198 | 6.0V | 2.5Ah
930 Oximeter |  |  | B11198 | 6.0V | 2.5Ah
4003 Smart Monitor 2 P/N 460009-027 |  |  | B11274 | 6.0V | 2.15Ah
RESPIRATORY SUPPORT PRODUCTS
VPA-100 |  |  | B10686 | 4.8V | 0.7Ah
REVCO SCIENTIFIC
Freezer Back Up |  |  | B00918-1 | 12.0V | 1.5Ah
RICHARDS MEDICAL CO
4000 Tourniquet |  |  | B01024 | 12.0V | 2.5Ah
RICO SUCTION LABS
PB-12, PB-12X Aspirator |  |  | B00924 | 12.0V | 7.5Ah
RN+/TACTILITICS INC
Nurse Call Signal Unit P/N EBA0004BP |  |  | B11339 | 7.2V | 0.7Ah
ROBERTSHAW CONTROLS
DMS 350-Memory |  |  | B10913 | 3.6V | 0.11Ah
ROCHE DIAGNOSTICS CORP
Accu-Chek Inform System |  |  | B11369 | 3.7V | 1.55Ah
Accu-Chek Advantage Glucose Monitor |  |  | B01813 | 3.0V | 0.54Ah | 2/Unit
Accu-Chek Easy Glucose Monitor |  |  | B01351 | 6.0V | Alk
CoaguChek Plus System 512 |  |  | B11202 | 7.2V | 0.7Ah
310, 310E Body Composition Analyzer |  |  | B11279 | 8.4V | 0.65Ah
ROMAN LABS INC
NB200 Freedom Nebulizer |  |  | B00919 | 12.0V | 2.6Ah
ROMET
Acoustic Infant Stimulator |  |  | B10415 | 7.2V | 0.25Ah
ROSS PRODUCTS
Embrace Feeding Pump |  |  | B11149 | 4.8V | 1.2Ah
Flexiflo Companion 083, 084 |  |  | B00901-2 | 4.0V | 1.0Ah
Flexiflo Portable Nutrient Pump |  |  | B00937 | 6.0V | 1.0Ah
Flexiflo Quantum |  |  | B00920-1 | 8.0V | 2.8Ah
Flexiflo II |  |  | B01054 | 6.0V | 2.5Ah
Flexiflo III |  |  | B00938 | 6.0V | 2.8Ah
Patrol Pump |  |  | B11337 | 6.0V | 4.5Ah
RS MEDICAL
RS-2 Muscle Stimulator |  |  | B11136 | 8.4V | 0.6Ah
RS-4M Muscle Stimulator P/N RSBatpak-1 |  |  | B11367 | 6.0V | 1.1Ah
SABRATEK CORP
3030 Clock Battery |  |  | B11188 | 3.0V | 0.165Ah
3030E-Memory |  |  | B10761 | 4.8V | 0.08Ah
3030 Infusion Pump |  |  | B00330 | 12.0V | 3.2Ah
6060 Infusion Pump |  |  | B01600-5 | 9.0V | Alk | 2/Unit
SAKURA FINETEK USA INC
E Series Tissue Processor |  |  | B11347 | 3.6V | Lith
SANDOZ CLINICAL PRODUCTS
Compact Feeding Pump 199235 |  |  | B00918-1 | 12.0V | 1.5Ah
SANICA GESM.B.H.
Uroplus A20 |  |  | B11060 | 6.0V | 0.11Ah
SARTORIUS CORP
PT6, PT120, PT600, PT1200 Balance |  |  | B00902 | 6.0V | 1.2Ah
SCALE-TRONIX INC
48, 2001, 2009, 2700 Scale |  |  | B10140 | 6.0V | 0.7Ah
2500 Bed Scale |  |  | B00902 | 6.0V | 1.2Ah | 4/Unit
4004, 4800, 4802, 5005, 5700 Scale |  |  | B10140 | 6.0V | 0.7Ah
6006, 6500, 6700 Scale |  |  | B10140 | 6.0V | 0.7Ah
6006C Scale |  |  | B10140 | 6.0V | 0.7Ah | 2/Unit
SCHILLER AMERICA
AT-1 EKG Machine |  |  | B00315 | 12.0V | 1.2Ah
AT-2 Plus EKG Machine |  |  | B00919 | 12.0V | 2.6Ah
AT-3 EKG Machine |  |  | B11012 | 9.6V | 0.7Ah
AT-5 EKG Machine |  |  | B10962 | 9.6V | 1.1Ah
AT-6 EKG Machine |  |  | B00919 | 12.0V | 2.6Ah
AT-10 EKG Machine |  |  | B11292 | 12.0V | 0.8Ah | 2/Unit
SP-10 Spirometer |  |  | B11292 | 12.0V | 0.8Ah | 2/Unit
SP-200 Pulmonary Function Machine |  |  | B00919 | 12.0V | 2.6Ah
SEBRA
1070 Tube Sealer |  |  | B00924 | 12.0V | 7.5Ah
1071 Mobile Tube Sealer |  |  | B00930 | 12.0V | 26.0Ah
2380 Tube Sealer |  |  | B10725 | 12.0V | 2.5Ah
SECA CORP
Electron Scale P/N 68-22-12721 |  |  | B11269 | 7.2V | 1.6Ah
727 Scale (7.2V Version) |  |  | B11121 | 7.2V | 0.7Ah
727 Scale (9.6V Version) |  |  | B10765 | 9.6V | 0.7Ah
736 Scale |  |  | B01609 | 1.2V | 0.7Ah | 6/Unit
SENSORMEDICS CORP
CGM CO2 Transcutaneous Monitor |  |  | B10282 | 9.6V | 2.2Ah | Rebuild
ELI-XR, ELI-100, ELI-200 |  |  | B00902 | 6.0V | 1.2Ah
Fast Track Monitor |  |  | B10671 | 9.6V | 0.8Ah
Oxyshuttle Oximeter |  |  | B10607 | 9.6V | 2.2Ah
Portable Transcutaneous Oxygen Monitor |  |  | B10282 | 9.6V | 2.2Ah | Rebuild
SAT-TRAK Pulse Oximeter |  |  | B10882 | 7.2V | 2.5Ah
SHANDON LIPSHAW
Hyper Center II Tissue Processor Memory |  |  | B00124 | 3.6V | 0.1Ah
Citadel Tissue Processor Memory |  |  | B00124 | 3.6V | 0.1Ah
SHERWOOD MEDICAL CO
Kangaroo Pet |  |  | B10908 | 3.6V | 1.7Ah
Kangaroo Pump 2, 22-One Hour |  |  | B10199 | 12.0V | 0.7Ah
Kangaroo Pump 2, 22-Three Hour |  |  | B10377 | 12.0V | 1.6Ah
Kangaroo Pump 200, 220, 300 |  |  | B10158 | 12.0V | 1.6Ah
Kangaroo Pump 224, 324 |  |  | B10426 | 7.2V | 1.6Ah
Kangaroo Pump 224, 324-Clock |  |  | B00571 | 4.5V | 0.6Ah
Kangaroo Pump 330 |  |  | B10252 | 12.0V | 1.6Ah
Resprodyne Pulmonary Monitor Model 5-7905, 5-7920 |  |  | B10253 | 7.2V | 0.11Ah
Resprodyne Pulmonary Monitor Model 5-7930 |  |  | B10601 | 7.2V | 0.2Ah
Resprodyne Pulmonary Monitor Model 5-7935 |  |  | B10172 | 4.8V | 0.7Ah | SOCWH
520, 528, 1010 Thermometer |  |  | B10155 | 8.4V | 0.27Ah
1500 Electronic Thermometer |  |  | B10590 | 6.0V | 1.8Ah
| Single Cell with PC Pins |  | B10804 | 3.0V | 1.7Ah | 2/Unit
SHIMADZU INSTRUMENTS
Mobile X-Ray WFLNC-125 |  |  | B00934 | 12.0V | 33.0Ah | 2/Unit
SIEMEN'S MEDICAL SYSTEMS
BAT-PAK 3, Portable Monitor Model 402, 403 |  |  | B10554 | 28.0V | 2.5Ah
Blood Pressure Cartridge |  |  | B00893 | 3.0V | Lith
Cardiostat I |  |  | B10406 | 12.0V | 0.7Ah
LEM Portable X-Ray |  |  | B00256 | 12.0V | 12.0Ah | 4/Unit
LEM Plus Nuclear Camera |  |  | B00249 | 12.0V | 33.0Ah | 2/Unit
Micro 02 Pulse Oximeter |  |  | B00566 | 3.9V | 1.0Ah
Mini Med III Infusion System Model MMT-9500 |  |  | B10805 | 3.6V | 1.7Ah | Rebuild
Mini Med III Memory |  |  | B11008 | 3.0V | 2.5Ah
Mobilett Plus X Ray |  |  | B02139 | 12.0V | 10.0Ah | 16/Unit
Mobilett Plus HP X-Ray |  |  | B02139 | 12.0V | 10.0Ah | 16/Unit
MV74 Linear Accelerator |  |  | B10953 | 4.8V | 0.6Ah | 3/Unit
Orbiter Gamma Camera-Head Battery |  |  | B11039 | 4.8V | 0.04Ah
Periotest |  |  | B10626 | 12.0V | 0.7Ah
Polydoros-CMOS |  |  | B11383 | 3.6V | 0.85Ah
Poly Phos 50-X Ray Control Panel |  |  | B00561 | 3.6V | 0.04Ah
Quantum QUD-1 Angio Dynagraph |  |  | B10886 | 9.6V | 0.6Ah
ROLM 900 Cellular Phone |  |  | B10832 | 6.0V | 0.25Ah
SC6000 Portable Monitor |  |  | B00933 | 12.0V | 2.0Ah
SC7000 Internal Battery |  |  | B00885 | 12.0V | 3.4Ah
SC7000 External Battery |  |  | B00932 | 12.0V | 2.3Ah
SC9000 |  |  | B00933 | 12.0V | 2.0Ah
SC9000-Internal Battery |  |  | B11197 | 6.0V | 1.4Ah | 2/Unit
SC9000 Transport Power Pack |  |  | B11313 | 12.0V | 5.0Ah
Servox Voice Box |  |  | B10415 | 7.2V | 0.25Ah
Servo i Ventilator P/N 6487180E407E |  |  | B11365 | 12.0V | 4.0Ah | Rebuild
Servo 300 Ventilator |  |  | B00317 | 12.0V | 2.3Ah | 2/Unit
Sirecust Bed Monitor-Model 400, 404, 456
| Rectangle Shape-3 Wire |  | B10513 | 24.0V | 0.27Ah
| Rectangle Shape-7 Wire |  | B10562 | 24.0V | 0.25Ah
| Trapezoid Shape |  | B10618 | 24.0V | 0.2Ah
Sirecust Bed Monitor Model 401 |  |  | B10750 | 14.4V | 4.0Ah
Somatom Plus CT P/N EA1AAA321JO |  |  | B11382 | 3.6V | 0.25Ah
160 Ventilator Power Pack |  |  | B00240 | 12.0V | 60.0Ah
341 Transport Monitor |  |  | B10458 | 12.0V | 3.4Ah | SOCWH
390 Flat Screen |  |  | B11080 | 3.6V | 1.9Ah
113001D OR Table Remote Control |  |  | B00926 | 12.0V | 12.0Ah
SIGMA INC
4000 Infusion Pump |  |  | B00924 | 12.0V | 7.5Ah
5000 Infusion Pump |  |  | B00330 | 12.0V | 3.2Ah
6000, 6000 Plus Infusion Pump |  |  | B02147 | 12.0V | 3.5Ah
7000, 7200 Infusion Pump |  |  | B11023 | 12.0V | 3.2Ah
8000 Infusion Pump |  |  | B11089 | 12.0V | 2.5Ah
8000 Infusion Pump-Memory |  |  | B10084 | 3.6V | 0.9Ah
SILOGIC DESIGN
EC60 ECG Monitor |  |  | B11077 | 6.0V | 2.0Ah
SIMONSON-WEEL
DMS600, DMS600/2, DMS600/3, DMS600/4 Monitor/Defibrillator |  |  | B10633 | 19.2V | 1.6Ah
SITE MICROSURGICAL SYSTEMS
Regular Site Machine |  |  | B00920-1 | 8.0V | 2.8Ah
1919-P-5020 Medic Lux |  |  | B11355 | 3.6V | 0.75Ah
1919-P-5063 Light Source |  |  | B10234 | 6.0V | 1.6Ah
1919-P-5119 Vantage Indirect Light Source P/N 69100860 |  |  | B11302 | 6.0V | 1.5Ah | SOWHC
SKANOR INC
Metron QA5 |  |  | B00108 | 8.4V | 0.12Ah
SKYTRON DIVISION / KMW GROUP
6500 Elite OR Table-Nut and Bolt |  |  | B00322 | 12.0V | 17.2Ah | 2/Unit
6500 Elite OR Table-Faston |  |  | B00928 | 12.0V | 18.0Ah | 2/Unit
SOMONETICS CORP
4100 Invos Cerebral Oximeter |  |  | B02147 | 12.0V | 3.5Ah
SONICAID MEDICAL
D100R, D102R Fetal Heart Monitor |  |  | B10156 | 8.4V | 0.17Ah | 2/Unit
D104R Pocket Sonicaid |  |  | B00108 | 8.4V | 0.12Ah
D205 Fetal Heart Monitor |  |  | B10233 | 8.4V | 0.28Ah | 3/Unit
D206 Fetal Heart Monitor |  |  | B10386 | 9.6V | 0.7Ah
Pocket Doppler |  |  | B01609 | 1.2V | 0.7Ah | 2/Unit
Ultrasound Fetal Monitor |  |  | B10156 | 8.4V | 0.17Ah
SONO SITE INC
Ultrasound P/N P00049-02 |  |  | B11309 | 10.8V | 4.3Ah | Rebuild
SONTEK MEDICAL INC
SM15001 Bodai Communicator |  |  | B10217 | 3.6V | 2.3Ah
SPACELABS MEDICAL INC
Arrhythmia 2 Recorder |  |  | OBSOLETE
Arrhythmia 14 Recorder |  |  | B02127 | 8.0V | 3.2Ah | 2/Unit
Biotel 310 |  |  | B00108 | 8.4V | 0.12Ah
Media Analyzer |  |  | B00330 | 12.0V | 3.2Ah
PC Display I, II |  |  | B00919 | 12.0V | 2.6Ah | 2/Unit
PC I-Memory |  |  | B01650 | 3.0V | 1.7Ah
PC Scout Monitor - Lead Acid |  |  | B00932 | 12.0V | 2.3Ah
PC Scout Monitor - NiMH P/N 146-0055-00 |  |  | B11386 | 12.0V | 2.45Ah
PC System Printer |  |  | B00919 | 12.0V | 2.6Ah
Saturn 3, 4 Monitor |  |  | B10114 | 4.8V | 7.0Ah | 2/Unit
Saturn 5 Monitor |  |  | B02120 | 6.0V | 6.5Ah | 2/Unit
408, 412, 413, 414, 416, 417 Monitor D Pack (2.25" High) |  |  | B10113 | 4.8V | 4.4Ah
408, 412, 413, 414, 416, 417 Monitor F Pack (3.50" High) |  |  | B10114 | 4.8V | 7.0Ah
410 Monitor |  |  | B01000 | 1.2V | 2.5Ah | 10/Unit
500, 511, 512, 514, 521, 524, 526, 540 Monitor |  |  | B10160 | 16.0V | 2.5Ah | Insert
| Memory Back-Up |  | B00878 | 3.0V | 1.2Ah
600 Patient Monitor |  |  | B10193 | 18.0V | 3.2Ah | Insert
610 Patient Monitor |  |  | B00932-1 | 12.0V | 2.0Ah
2406 Alpha Auto Recorder |  |  | OBSOLETE
2446 System Recorder |  |  | B00919 | 12.0V | 2.6Ah
4045 Monitor/Defibrillator |  |  | B10148 | 24.0V | 1.6Ah
4045 Clock Battery |  |  | B01649 | 3.0V | 0.28Ah
7200 Holter Recorder |  |  | B10842 | 4.8V | 0.8Ah
9263, 9700 Monitor |  |  | B10193 | 18.0V | 3.2Ah | Insert
90203 Monitor - Lead Acid |  |  | B00932 | 12.0V | 2.3Ah
90203 Monitor - NiMH P/N 146-0055-00 |  |  | B11386 | 12.0V | 2.45Ah
90303, 90311, 90312B PC Monitor |  |  | B01024 | 12.0V | 2.5Ah
90303B Memory |  |  | B00888 | 3.0V | Lith
90305, 90306 PC 2 Monitor |  |  | B02127 | 8.0V | 3.2Ah
90308 PC Express Monitor - Lead Acid |  |  | B00932 | 12.0V | 2.3Ah | 3/Unit
90308 PC Express Monitor - NiMH P/N 146-0055-00 |  |  | B11386 | 12.0V | 2.45Ah | 3/Unit
90309 PC Scout Monitor - Lead Acid |  |  | B00932 | 12.0V | 2.3Ah
90309 PC Scout Monitor - NiMH P/N 146-0055-00 |  |  | B11386 | 12.0V | 2.45Ah
90312-Memory |  |  | B00888 | 3.0V | Lith
90315, 90316 PC 2 Monitor |  |  | B02127 | 8.0V | 3.2Ah
90323 PC System Printer |  |  | B01024 | 12.0V | 2.5Ah
90332, 90334, 90336, 90338 Telemetry |  |  | B10116 | 12.0V | 2.5Ah
90364 Monitor P/N 146-0053-00 |  |  | B11163 | 12.0V | 0.65Ah
90367, 90369 Monitor - Lead Acid |  |  | B00932 | 12.0V | 2.3Ah | 2/Unit
90367, 90369 Monitor - NiMH P/N 146-0055-00 |  |  | B11386 | 12.0V | 2.45Ah
90386 Monitor |  |  | B11098 | 3.0V-8.4V | 1.2Ah-0.12Ah
90387 Monitor P/N 146-0053-00 |  |  | B11163 | 12.0V | 0.65Ah
90415 Remote Housing |  |  | B00901-2 | 4.0V | 1.0Ah
90419, 90501 Pulse Oximeter |  |  | B00804 | 6.0V | 3.4Ah
90479 Telemetry Receiver |  |  | B10969 | 12.0V | 3.8Ah
90486 Power Supply |  |  | B10978 | 12.0V | 0.8Ah
90491 Module Housing |  |  | B00932 | 12.0V | 2.3Ah
90600, 90601A, 90602A, 90603, 90603A Monitor Block Battery |  |  | B10193 | 18.0V | 3.2Ah | Insert
90600, 90601A, 90602A, 90603, 90603A Monitor Hawker Pack |  |  | B10192 | 18.0V | 2.5Ah | Insert
90600 Series-Clock |  |  | B00893 | 3.0V | Lith
90621A, 90622A, 90623A Monitor |  |  | B10193 | 18.0V | 3.2Ah
90700, 90701, 90721, 90724 Monitor Block Battery |  |  | B10525 | 18.0V | 3.8Ah
90700, 90701, 90721, 90724 Monitor Hawker Pack |  |  | B11003 | 18.0V | 2.5Ah
SPIROMETRICS MED EQUIP
Flo Mate Spirometer-Back Up |  |  | B00124 | 3.6V | 0.1Ah
FMI-III Spirometer
| 2400, 2453, 2500 |  | B10926 | 3.6V | 0.11Ah
S R INSTRUMENTS INC
200 Scale |  |  | B00920-1 | 8.0V | 2.8Ah
210, 500 Scale |  |  | B00938 | 6.0V | 2.8Ah
SSCOR INC
Battery Part Number
| 80033-10 |  | B10992 | 12.0V | 7.5Ah
| 80133 PV/FV |  | B10997 | 12.0V | 4.5Ah
| 80333 |  | B11032 | 12.0V | 4.5Ah
| 80633-1 |  | B10989 | 12.0V | 2.8Ah
| 80634 |  | B11042 | 12.0V | 2.8Ah
| 80635 |  | B11042 | 12.0V | 2.8Ah
| 80636 |  | B10991 | 12.0V | 2.6Ah
| 80637 |  | B10994 | 12.0V | 2.6Ah
| 80638 |  | B11125 | 12.0V | 2.8Ah
Suction Unit Model Number
| 2014 |  | B11042 | 12.0V | 2.8Ah
| 2014 A |  | B10991 | 12.0V | 2.6Ah
| 2100 |  | B10991 | 12.0V | 2.6Ah
| 2109 |  | B10994 | 12.0V | 2.6Ah
| 2310 |  | B11042 | 12.0V | 2.8Ah
| 2314 |  | B11042 | 12.0V | 2.8Ah
| 2315 |  | B11125 | 12.0V | 2.8Ah
| 10552 |  | B10997 | 12.0V | 4.5Ah
| 15002 |  | B11032 | 12.0V | 4.5Ah
| 30002 |  | B10911 | 12.0V | 5.0Ah
| 40002 |  | B10911 | 12.0V | 5.0Ah
| 40014 |  | B10992 | 12.0V | 7.5Ah
| 45000 |  | B10992 | 12.0V | 7.5Ah
| 64000 |  | B10989 | 12.0V | 2.8Ah
| 90024 |  | B10997 | 12.0V | 4.5Ah
| 90032 |  | B10997 | 12.0V | 4.5Ah
STACKHOUSE INC
FM-500 |  |  | B10809 | 4.8V | 1.6Ah | Rebuild
FM-500/6 |  |  | B10925 | 4.8V | 1.8Ah | Rebuild
Freedom Aire FM-500/NMH |  |  | B11280 | 4.8V | 3.0Ah | Rebuild
STAND AID OF IOWA
Model 1501 Stand Aid |  |  | B11086 | 12.0V | 12.0Ah
STEREO OPTICAL CO
Copeland Optec 360 Retinoscope
| P/N 360-129 |  | B10510 | 2.4V | 0.7Ah
| P/N 360-H11 |  | B10996 | 3.6V | 0.27Ah | Rebuild
STERIS CORP
EPC 250 Stretcher |  |  | B00902 | 6.0V | 1.3Ah | 4/Unit
Hausted Surgi-Chair |  |  | B00918-1 | 12.0V | 1.5Ah
3080 Surgical Table-Drive |  |  | B00930-1 | 12.0V | 26.0Ah | 2/Unit
3080 Surgical Table-Control |  |  | B10998 | 12.0V | 2.8Ah | 2/Unit
3085 Surgical Table-Drive |  |  | B00815-1 | 12.0V | 28.0Ah | 2/Unit
3085 Surgical Table-Control |  |  | B10998 | 12.0V | 2.8Ah | 2/Unit
STIERLEN-MAQUET
Alpha Star OR Table P/N 8512C-15G5 |  |  | B00928-1 | 12.0V | 18.0Ah | 2/Unit
OR Table 1130.01 |  |  | B00926 | 12.0V | 12.0Ah | 4/Unit
STIMTECH PRODUCTS
P/N 78-7420 Stimpulse |  |  | B10276 | 3.6V | 0.6Ah | Rebuild
P/N 78-7425 Stimpulse |  |  | B10275 | 3.6V | 0.2Ah | Rebuild
P/N 81-2300 |  |  | B10275 | 3.6V | 0.2Ah | Rebuild
STRATO MEDICAL CORP
PSM 9000 PCA Syringe Pump |  |  | B10766 | 6.0V | 0.7Ah
STRYKER
Neptune 7001 Waste Management System |  |  | B00924 | 12.0V | 7.5Ah
P/N 4112 |  |  | B11036 | 9.6V | 0.6Ah | Rebuild
P/N 4115 |  |  | B11064 | 9.6V | 1.25Ah | Insert
P/N 4215 |  |  | B11338 | 9.6V | 1.25Ah | Insert
Q3000, Q4000 Light Source |  |  | B01715 | 3.6V | 5.2Ah
T-4 Power Pack 400-6500 |  |  | B11175 | 6.0V | 3.5Ah | Insert
Zoom Bed |  |  | B00934 | 12.0V | 33.0Ah | 2/Unit
216-2-64 Bed Monitor |  |  | B10476 | 7.2V | 1.6Ah | Insert
938-31-17 Bed Monitor |  |  | B10328 | 7.2V | 0.2Ah
1990-1 |  |  | B00931 | 12.0V | 40.0Ah
1998 Bed Monitor |  |  | B00914 | 6.0V | 10.0Ah
2400 Series-#2115 |  |  | B10806 | 9.6V | 1.25Ah | Insert
SUNRISE MEDICAL CORP
Biomedics Controller |  |  | B00924 | 12.0V | 7.5Ah
CHLA Litter Lift |  |  | B00934 | 12.0V | 33.0Ah
Dynavox DV3100 Speech Therapy Unit |  |  | B11262 | 9.6V | 4.0Ah
Hoyer Lifter |  |  | B00249 | 12.0V | 33.0Ah
Hoyer Partner Lift |  |  | B10950 | 13.2V | 4.4Ah
Pro Air Controller |  |  | B00924 | 12.0V | 7.5Ah | 2/Unit
Trans-Aid Bed Scale |  |  | B00902 | 6.0V | 1.2Ah
SUPERIOR HEALTHCARE
83004 Feeding Pump |  |  | B00918-1 | 12.0V | 1.5Ah
SURGIDYNE
Varidyne Model 350-2I, 350-2ID |  |  | B10277 | 7.2V | 1.6Ah
SURVIVAL TECHNOLOGIES
EMS-BP 711 Blood Pressure Monitor |  |  | B00918-1 | 12.0V | 1.5Ah
Life Guard 9 |  |  | B10223 | 24.0V | 1.1Ah | Rebuild
Minicorder ECG M401 |  |  | B00835 | 1.2V | 0.6Ah
Pantridge 6/Lifeguard Monitor/Defibrillator |  |  | B10553 | 24.0V | 0.6Ah | Rebuild
Pantridge 6/Lifeguard Recorder |  |  | B10189 | 24.0V | 0.6Ah
280, 280A Monitor/Defibrillator |  |  | B10189 | 24.0V | 0.6Ah | Insert
SURVIVALINK CORP
First Responder 9001, 9004 |  |  | B00932 | 12.0V | 2.3Ah
SUTTER CORP
Continuous Passive Motion Machine Model 2010 |  |  | B10038 | 3.6V | 0.7Ah
SYBRON-THERMOLYNE CORP
Act Blood Monitor 1-25925 |  |  | B01007 | 6.0V | 2.5Ah
J-16 Digital Photometer |  |  | B10608 | 7.2V | 2.5Ah
Portable Blood Coagulator |  |  | B01007 | 6.0V | 2.5Ah
SYLVAN CORP
100, 200, 500 Pediascan |  |  | B10719 | 7.2V | 1.8Ah
TEKTRONIX
J16 Digital Photometer |  |  | B10608 | 7.2V | 2.5Ah
Scope |  |  | B10332 | 6.0V | 0.8Ah | 2/Unit
THS 700 Series Oscilloscope P/N THS7BAT |  |  | B11316 | 4.8V | 3.0Ah
TPR-1302 |  |  | B10439 | 10.8V | 2.5Ah
212 Oscilloscope |  |  | B10198 | 6.0V | 0.7Ah
213 Oscilloscope |  |  | B10627 | 2.4V | 4.4Ah
221 Oscilloscope |  |  | B10859 | 6.0V | 1.2Ah
222 Oscilloscope |  |  | OBSOLETE
305DMM Oscilloscope |  |  | B11356 | 7.2V | 2.5Ah | Insert
326 Portable Oscilloscope |  |  | B01085 | 1.2V | 4.4Ah
TELEMED
6000 EKG |  |  | B10964 | 12.0V | 2.7Ah
6000 Memory |  |  | B10086 | 3.6V | 0.06Ah
3 M HEALTHCARE
Air Mate 1, 3, Hepa 10, 12 |  |  | B10979 | 3.6V | 5.0Ah | Rebuild
Delphin 700 |  |  | B00924 | 12.0V | 7.5Ah
Guardian Volumetric Infusion Pump 100, 200, 210, 400, 501 |  |  | B00919 | 12.0V | 2.6Ah
L325A Surgical Drill |  |  | B11048 | 9.6V | 1.3Ah | Rebuild
Micro 285 Infusion Pump |  |  | B00919 | 12.0V | 2.6Ah
Tuberculosis Respirator P/N GVP-111 |  |  | B11288 | 4.8V | 7.0Ah | Rebuild
3000 Infusion Pump |  |  | B00811 | 12.0V | 1.3Ah
5000 System I Blood Pump |  |  | B00926 | 12.0V | 12.0Ah
6000 Surgical Clippers |  |  | B10722 | 2.4V | 0.7Ah
7800 Centrifuge Pump System |  |  | B00256 | 12.0V | 12.0Ah
8000 Profusion System |  |  | B00926 | 12.0V | 12.0Ah | 2/Unit
9000 Profusion System |  |  | B00230 | 12.0V | 28.0Ah | 2/Unit
9602 Surgical Clippers |  |  | B10722 | 2.4V | 0.7Ah
9661 Shaver |  |  | B01090 | 1.2V | 1.6Ah
THERA SENSE INC
Freestyle Blood Glucose Monitor |  |  | B01392 | 1.5V | Alk
THERMO ELECTRON CORP
501A-5R Monitor |  |  | B11366 | 6.0V | 1.5Ah
THORATEC LABORATORIES CORP
Ventricular Assist Device-UPS Battery P/N 20002-0000-062 |  |  | B00320 | 12.0V | 7.0Ah | 6/Unit
TIMETER INSTRUMENTS
Group Drip Watch Monitor |  |  | B10198 | 6.0V | 0.7Ah
L A P Spirometry System |  |  | B10198 | 6.0V | 0.7Ah
TOITU CO LTD
FD-400 Fetal Doppler P/N 10N-600AA |  |  | B11245 | 12.0V | 0.7Ah | Rebuild
TOLEDO SCALE INC
11617600A Infant Scale |  |  | B00924 | 12.0V | 7.5Ah
TRIMED CORP
PA-1000 Actester Blood Coagulator |  |  | B10206 | 10.8V | 2.5Ah
510 Respiration Monitor |  |  | B10515 | 6.0V | 0.7Ah
UE SYSTEMS INC
Ultra Probe 2000 Tone Generator (P/N BPA-1) |  |  | B11114 | 4.8V | 0.6Ah
UNITED SURGICAL CORP
Navigator Gamma Guidance System P/N ECF-2800C-L33L |  |  | B11258 | 10.8V | 2.8Ah
Navigator Gamma Guidance System P/N GG-0400-24 |  |  | B11111 | 10.8V | 2.8Ah
Navigator GPS PowerPak P/N 097113 |  |  | B00933 | 12.0V | 2.0Ah
UNIVERSAL MEDICAL PRODUCTS
WT-I Transmitter P/N GP30AAK3BMX |  |  | B11359 | 3.6V | 0.4Ah
VACUMED
16503 Cosmed Spirometer |  |  | B10571 | 4.8V | 0.3Ah
VALHALLA SCIENTIFIC MEDICAL
Body Composition Analyzer Model 1990B |  |  | B10865 | 9.6V | 0.28Ah
VANCARE INC
Vanderlift 600 |  |  | B00924 | 12.0V | 7.5Ah | 2/Unit
VARIAN MEDICAL SYSTEMS
Infared Hand Pendant P/N 400552R01 |  |  | B11319 | 4.8V | 0.7Ah
VARIDYNE
140, 350-2I Vacuum Controller |  |  | B10277 | 7.2V | 1.6Ah
500-22E Vacuum Controller |  |  | B00924 | 12.0V | 7.5Ah
VERIKON
190 Cast Cutter |  |  | B10771 | 26.0V | 0.7Ah
VERSAMED INC
Ivent 201 |  |  | B00924-1 | 12.0V | 7.5Ah
VERSUS TECHNOLOGY INC
IR Locator Badge |  |  | B00476 | 3.5V | 0.75Ah
VITALCOM
PDT 4000 Digital Transmitter P/N 052330 |  |  | B10904 | 4.8V | 0.25Ah
VICTOREEN INC
425 Frisker |  |  | B10666 | 18.0V | 1.0Ah
425A Frisker |  |  | B10873 | 12.0V | 1.0Ah
740D Radiation Dosimeter-Requires Two Batteries |  |  | B11095 | 22.5V-1.5V | C/Z-Alk
VISTA ENVIRONMENTAL
858 Heat Stress Monitor |  |  | B10793 | 4.8V | 0.7Ah
VITALOGRAPH INC
Compact Spirometer |  |  | B11289 | 3.6V | 0.15Ah
2120 Portable Spirometer P/N 2120.007 |  |  | B11189 | 3.6V | 0.7Ah
VITALOG MONITORING INC
3000 Sleep Monitor |  |  | B10647 | 4.8V | 4.4Ah
3001 Sleep Monitor |  |  | B10646 | 6.0V | 4.4Ah
4000 Sleep Monitor |  |  | B10648 | 7.2V | 4.4Ah
5000 Sleep Monitor |  |  | B10635 | 7.2V | 1.4Ah
PMS-8 |  |  | B10662 | 4.8V | 0.7Ah
VIVADENT USA
Cordless Vivalux-Model 7103 |  |  | B10811 | 6.0V | 0.8Ah
WAHL
Isotip Soldering Iron |  |  | B10461 | 2.4V | 1.6Ah
WAKELING MEDICAL
Fetal Heart Detector PD120-Rechargeable |  |  | B00108 | 8.4V | 0.12Ah
Fetal Heart Detector PD120-Alkaline |  |  | B01600-5 | 9.0V | Alk
WAMPOLE LABORATORIES
Stat-Crit P/N 38131 |  |  | B11244 | 8.4V | 0.7Ah | Rebuild
WATERS INSTRUMENTS
Mox 100 |  |  | B00914 | 6.0V | 10.0Ah
Mox 100TM |  |  | B00256 | 12.0V | 12.0Ah
RM3 Renal Preservation System |  |  | B00256 | 12.0V | 13.0Ah | 2/Unit
.
WAVETEK
SAM 1000 Signal Analyzing Monitor |  |  | B10596 | 14.4V | 1.6Ah
WELCH-ALLYN
AED 10 |  |  | B11387 | 12.0V | 3.0Ah
AED 20 - Non-rechargeable |  |  | B11387 | 12.0V | 3.0Ah
Atlas Monitor P/N 6200-41 |  |  | B11311 | 6.0V | 7.2Ah
Audio Path P/N 1770-9672 |  |  | B11176 | 7.2V | 0.95Ah
Life Signs Monitor 5200-84 |  |  | B11182 | 6.0V | 4.5Ah
SureTemp 679 |  |  | B11284 | 6.0V | 2.5Ah
300, 420 Series Vital Signs Monitor P/N 5300-101 |  |  | B11277 | 6.0V | 4.5Ah
18100 |  |  | B10097 | 3.6V | 0.75Ah
61000 Spirometer |  |  | B10879 | 3.6V | 0.11Ah | 2/Unit
70750 |  |  | B10098 | 2.4V | 1.1Ah
71055, 71110 |  |  | B10097 | 3.6V | 0.75Ah
71170 |  |  | B11027 | 2.4V | 0.6Ah
72000 (Red) |  |  | B10098 | 2.4V | 1.1Ah
72100, 72110 (Green) |  |  | B10135 | 2.4V | 0.75Ah
72200(Black-Halogen) |  |  | B10097 | 3.6V | 0.75Ah
72250 |  |  | B11150 | 3.6V | 1.8Ah
72300 (Orange) |  |  | B10344 | 3.6V | 0.75Ah
72320 Audiometer |  |  | B10827 | 7.2V | 1.6Ah
72500 |  |  | B10879 | 3.6V | 0.11Ah
72700 | [5 empty] | OEM Only
72900 |  |  | B11027 | 2.4V | 0.6Ah
74101 P/N 72240 |  |  | B11261 | 4.8V | 1.9Ah
WESCOM PRODUCTS INC
NC 3000 Nurse Call |  |  | B01749 | 3.6V | 1.2Ah
WESCOR INC
3500 Sweat Collector |  |  | B00804 | 6.0V | 3.4Ah
WORLD PRECISION INSTRUMENTS
305R Stimulus Isolation |  |  | B00937 | 6.0V | 1.0Ah
WR MEDICAL
Silverstein S8 Facial Stimulator |  |  | B10781 | 8.4V | 2.5Ah | 2/Unit
1A, 2 Hilger Facial Stimulator |  |  | B10371 | 15.0V | Alk
1AR, 2R, HR2, Hilger Facial Stimulator |  |  | B10392 | 8.4V | 1.6Ah
XI TEC INC
XI SCAN 100 Portable X-Ray |  |  | B10893 | 74.4V | 0.6Ah-4.3Ah
XOMED SURGICAL PRODUCTS
NIM-2 Monitor - Check Dimensions |  |  | B00918-1 | 12.0V | 1.5Ah | 3/Unit
2XL Nerve Integrity Monitor - Check Dimensions |  |  | B00918-1 | 12.0V | 1.5Ah
ZEVEX INTERNATIONAL INC
Enteralite Pump P/N Z-11645 Rev E |  |  | B11219 | 7.2V | 1.3Ah
2200 Enternal Pump |  |  | B00918-1 | 12.0V | 1.5Ah
ZOLL MEDICAL CORP
AED + Defibrilator |  |  | B11257 | 3.0V | 1.5Ah | 10/Unit
M Series |  |  | B11099 | 10.0V | 2.5Ah
NTP 1000 External Pacemaker |  |  | B10349 | 12.0V | 4.4Ah | Insert
PD 900 Pacemaker Monitor/Defibrillator |  |  | B10544 | 12.0V | 2.5Ah
PD 1200 Pacemaker Monitor/Defibrillator |  |  | B10544 | 12.0V | 2.5Ah
PD 1400, 1600, 2000 Monitor/Defibrillator |  |  | B11099 | 10.0V | 2.5Ah